## basis
Modelling time period
| Parameter | Tag | Value | Unit
| Total time periods in a year | annual_time_period | 6360
| Number of periods in a day | model_time_period | 24 | periods
| Duration of each period | dt | 1 | hour
Service Availability
Set the availability to 1 if service is available, 0 if unavailable
| Parameter | Tag | Setting
| Arbitrage | service_arb | 0
| Frequency Regulation | service_reg | 0
| Primary Reserve | service_pres | 0
| Contigency Reserve | service_cres | 0
| Energy Savings (BTM) | service_ec | 1
| Demand Response (BTM) | service_dr | 0
| Interruptible Load (BTM) | service_il | 0
| Is the frequency regulation bid symmetrical? (same up and down capacity) | reg_symmetric | NO
| Is activation signal for frequency regulation available? (If yes, fill in the activation sheet) | reg_activate | NO
| Is there electricity load to fulfill? | service_load | YES
Economic analysis parameters
| Parameter | Tag | Value | Unit
| Weighted average cost of capital (WACC) | wacc | 5 | %
| Revenue change for arbitrage market | dev_rev_arb | 0 | %/year
| Revenue change for regulation market | dev_rev_reg | 0 | %/year
| Revenue change for primary reserve market | dev_rev_pres | 0 | %/year
| Revenue change for contingency reserve market | dev_rev_cres | 0 | %/year
| Revenue change for demand-side energy savings | dev_rev_ec | 0 | %/year
| Revenue change for demand response market | dev_rev_dr | 0 | %/year
| Revenue change for interruptible load market | dev_rev_il | 0 | %/year

## bess
BESS technical parameters
| Parameter | Tag | Value | Unit
| Battery power capacity | cap_power | 1 | MW
| Battery energy capacity | cap_energy | 4 | MWh
| Charging efficiency | eff_charge | 90 | %
| Discharging efficiency | eff_discharge | 90 | %
| Storage efficiency | eff_storage | 99.95 | %/hour
| Initial charge | initial_charge | 50 | %
| Maximum state of charge | max_soc | 100 | %
| Maximum depth of discharge (DoD) | max_dod | 100 | %
| Storage cycle life at given DoD | cycle_life | 3650 | cycles
| Storage calendar life | calendar_life | 10 | years
| Charge/discharge cycle | daily_cycle | 1 | cycle per day
BESS costing parameters
| Items |  | Capital cost | Capital cost | Capital cost | O&M cost | O&M cost | O&M cost
|  |  | Fixed | Energy-related | Power-related | Fixed | Energy-related | Power-related
|  |  | $ | $/MWh | $/MW | $ | $/MWh/year | $/MW/year
| Battery pack |  | 200000 | 500 |  | 30 | 30
| Power converter |  |  |  | 300 |  |  | 10
EPC and installation
Testing and commissioning
Land preparation
Grid connection
Summary:
| Cost parameter | Tag | Value | Unit
| Fixed capital cost | bess_fixed_capex | 200000 | $
| Energy-related capital cost | bess_energy_capex | 500 | $/MWh
| Power-related capital cost | bess_power_capex | 300 | $/MW
| Fixed O&M cost | bess_fixed_opex | 30 | $
| Energy-related O&M cost | bess_energy_opex | 30 | $/MWh/year
| Power-related O&M cost | bess_power_opex | 10 | $/MW/year

## soc_limit
State-of-charge schedule
Unless otherwise specified, the values for the minimum and maximum state-of-charge will be set based on the technical specifications defined in "bess" sheet:
Default minimum: | 0%
Default maximum: | 100%
Period | Min | Max
1 | 0% | 100%
2 | 0% | 100%
3 | 0% | 100%
4 | 0% | 100%
5 | 0% | 100%
6 | 0% | 100%
7 | 0% | 100%
8 | 0% | 100%
9 | 0% | 100%
10 | 0% | 100%
11 | 0% | 100%
12 | 0% | 100%
13 | 0% | 100%
14 | 0% | 100%
15 | 0% | 100%
16 | 0% | 100%
17 | 0% | 100%
18 | 0% | 100%
19 | 0% | 100%
20 | 0% | 100%
21 | 0% | 100%
22 | 0% | 100%
23 | 0% | 100%
24 | 0% | 100%
25 | 0% | 100%
26 | 0% | 100%
27 | 0% | 100%
28 | 0% | 100%
29 | 0% | 100%
30 | 0% | 100%
31 | 0% | 100%
32 | 0% | 100%
33 | 0% | 100%
34 | 0% | 100%
35 | 0% | 100%
36 | 0% | 100%
37 | 0% | 100%
38 | 0% | 100%
39 | 0% | 100%
40 | 0% | 100%
41 | 0% | 100%
42 | 0% | 100%
43 | 0% | 100%
44 | 0% | 100%
45 | 0% | 100%
46 | 0% | 100%
47 | 0% | 100%
48 | 0% | 100%

## schedule
Service Availability Schedule
Set the availability to 1 if service is available, 0 if unavailable
Period | Arbitrage | Frequency Regulation | Primary Reserve | Contigency Reserve | Energy Savings (BTM) | Demand Response (BTM) | Interruptible Load (BTM)
1 | 0 | 0 | 0 | 0 | 1 | 0 | 0
2 | 0 | 0 | 0 | 0 | 1 | 0 | 0
3 | 0 | 0 | 0 | 0 | 1 | 0 | 0
4 | 0 | 0 | 0 | 0 | 1 | 0 | 0
5 | 0 | 0 | 0 | 0 | 1 | 0 | 0
6 | 0 | 0 | 0 | 0 | 1 | 0 | 0
7 | 0 | 0 | 0 | 0 | 1 | 0 | 0
8 | 0 | 0 | 0 | 0 | 1 | 0 | 0
9 | 0 | 0 | 0 | 0 | 1 | 0 | 0
10 | 0 | 0 | 0 | 0 | 1 | 0 | 0
11 | 0 | 0 | 0 | 0 | 1 | 0 | 0
12 | 0 | 0 | 0 | 0 | 1 | 0 | 0
13 | 0 | 0 | 0 | 0 | 1 | 0 | 0
14 | 0 | 0 | 0 | 0 | 1 | 0 | 0
15 | 0 | 0 | 0 | 0 | 1 | 0 | 0
16 | 0 | 0 | 0 | 0 | 1 | 0 | 0
17 | 0 | 0 | 0 | 0 | 1 | 0 | 0
18 | 0 | 0 | 0 | 0 | 1 | 0 | 0
19 | 0 | 0 | 0 | 0 | 1 | 0 | 0
20 | 0 | 0 | 0 | 0 | 1 | 0 | 0
21 | 0 | 0 | 0 | 0 | 1 | 0 | 0
22 | 0 | 0 | 0 | 0 | 1 | 0 | 0
23 | 0 | 0 | 0 | 0 | 1 | 0 | 0
24 | 0 | 0 | 0 | 0 | 1 | 0 | 0
25 | 0 | 0 | 0 | 0 | 1 | 0 | 0
26 | 0 | 0 | 0 | 0 | 1 | 0 | 0
27 | 0 | 0 | 0 | 0 | 1 | 0 | 0
28 | 0 | 0 | 0 | 0 | 1 | 0 | 0
29 | 0 | 0 | 0 | 0 | 1 | 0 | 0
30 | 0 | 0 | 0 | 0 | 1 | 0 | 0
31 | 0 | 0 | 0 | 0 | 1 | 0 | 0
32 | 0 | 0 | 0 | 0 | 1 | 0 | 0
33 | 0 | 0 | 0 | 0 | 1 | 0 | 0
34 | 0 | 0 | 0 | 0 | 1 | 0 | 0
35 | 0 | 0 | 0 | 0 | 1 | 0 | 0
36 | 0 | 0 | 0 | 0 | 1 | 0 | 0
37 | 0 | 0 | 0 | 0 | 1 | 0 | 0
38 | 0 | 0 | 0 | 0 | 1 | 0 | 0
39 | 0 | 0 | 0 | 0 | 1 | 0 | 0
40 | 0 | 0 | 0 | 0 | 1 | 0 | 0
41 | 0 | 0 | 0 | 0 | 1 | 0 | 0
42 | 0 | 0 | 0 | 0 | 1 | 0 | 0
43 | 0 | 0 | 0 | 0 | 1 | 0 | 0
44 | 0 | 0 | 0 | 0 | 1 | 0 | 0
45 | 0 | 0 | 0 | 0 | 1 | 0 | 0
46 | 0 | 0 | 0 | 0 | 1 | 0 | 0
47 | 0 | 0 | 0 | 0 | 1 | 0 | 0
48 | 0 | 0 | 0 | 0 | 1 | 0 | 0

## reserve
Service Power Reserve
The power reserve could range from 0 to the power rating of energy storage.
For frequency regulation, the default will be 0.15 MW/MW bid. For other services, defaults will be 1 MW/MW bid.
Period | Frequency Regulation | Primary Reserve | Contigency Reserve | Demand Response (BTM) | Interruptible Load (BTM)
1 | 0.15 | 1 | 1 | 1 | 1
2 | 0.15 | 1 | 1 | 1 | 1
3 | 0.15 | 1 | 1 | 1 | 1
4 | 0.15 | 1 | 1 | 1 | 1
5 | 0.15 | 1 | 1 | 1 | 1
6 | 0.15 | 1 | 1 | 1 | 1
7 | 0.15 | 1 | 1 | 1 | 1
8 | 0.15 | 1 | 1 | 1 | 1
9 | 0.15 | 1 | 1 | 1 | 1
10 | 0.15 | 1 | 1 | 1 | 1
11 | 0.15 | 1 | 1 | 1 | 1
12 | 0.15 | 1 | 1 | 1 | 1
13 | 0.15 | 1 | 1 | 1 | 1
14 | 0.15 | 1 | 1 | 1 | 1
15 | 0.15 | 1 | 1 | 1 | 1
16 | 0.15 | 1 | 1 | 1 | 1
17 | 0.15 | 1 | 1 | 1 | 1
18 | 0.15 | 1 | 1 | 1 | 1
19 | 0.15 | 1 | 1 | 1 | 1
20 | 0.15 | 1 | 1 | 1 | 1
21 | 0.15 | 1 | 1 | 1 | 1
22 | 0.15 | 1 | 1 | 1 | 1
23 | 0.15 | 1 | 1 | 1 | 1
24 | 0.15 | 1 | 1 | 1 | 1
25 | 0.15 | 1 | 1 | 1 | 1
26 | 0.15 | 1 | 1 | 1 | 1
27 | 0.15 | 1 | 1 | 1 | 1
28 | 0.15 | 1 | 1 | 1 | 1
29 | 0.15 | 1 | 1 | 1 | 1
30 | 0.15 | 1 | 1 | 1 | 1
31 | 0.15 | 1 | 1 | 1 | 1
32 | 0.15 | 1 | 1 | 1 | 1
33 | 0.15 | 1 | 1 | 1 | 1
34 | 0.15 | 1 | 1 | 1 | 1
35 | 0.15 | 1 | 1 | 1 | 1
36 | 0.15 | 1 | 1 | 1 | 1
37 | 0.15 | 1 | 1 | 1 | 1
38 | 0.15 | 1 | 1 | 1 | 1
39 | 0.15 | 1 | 1 | 1 | 1
40 | 0.15 | 1 | 1 | 1 | 1
41 | 0.15 | 1 | 1 | 1 | 1
42 | 0.15 | 1 | 1 | 1 | 1
43 | 0.15 | 1 | 1 | 1 | 1
44 | 0.15 | 1 | 1 | 1 | 1
45 | 0.15 | 1 | 1 | 1 | 1
46 | 0.15 | 1 | 1 | 1 | 1
47 | 0.15 | 1 | 1 | 1 | 1
48 | 0.15 | 1 | 1 | 1 | 1

## activation
Service Activation Signal
For frequency regulation, the activation signals could range from -1 (regulation down) to 1 (regulation up)
For other services, the activation signal is either 0 (unactivated) or 1 (activated)
Period | Frequency Regulation | Primary Reserve | Contigency Reserve | Demand Response (BTM) | Interruptible Load (BTM)
1 | 0 | 0 | 0 | 0 | 0
2 | 0 | 0 | 0 | 0 | 0
3 | 0 | 0 | 0 | 0 | 0
4 | 0 | 0 | 0 | 0 | 0
5 | 0 | 0 | 0 | 0 | 0
6 | 0 | 0 | 0 | 0 | 0
7 | 0 | 0 | 0 | 0 | 0
8 | 0 | 0 | 0 | 0 | 0
9 | 0 | 0 | 0 | 0 | 0
10 | 0 | 0 | 0 | 0 | 0
11 | 0 | 0 | 0 | 0 | 0
12 | 0 | 0 | 0 | 0 | 0
13 | 0 | 0 | 0 | 0 | 0
14 | 0 | 0 | 0 | 0 | 0
15 | 0 | 0 | 0 | 0 | 0
16 | 0 | 0 | 0 | 0 | 0
17 | 0 | 0 | 0 | 0 | 0
18 | 0 | 0 | 0 | 0 | 0
19 | 0 | 0 | 0 | 0 | 0
20 | 0 | 0 | 0 | 0 | 0
21 | 0 | 0 | 0 | 0 | 0
22 | 0 | 0 | 0 | 0 | 0
23 | 0 | 0 | 0 | 0 | 0
24 | 0 | 0 | 0 | 0 | 0
25 | 0 | 0 | 0 | 0 | 0
26 | 0 | 0 | 0 | 0 | 0
27 | 0 | 0 | 0 | 0 | 0
28 | 0 | 0 | 0 | 0 | 0
29 | 0 | 0 | 0 | 0 | 0
30 | 0 | 0 | 0 | 0 | 0
31 | 0 | 0 | 0 | 0 | 0
32 | 0 | 0 | 0 | 0 | 0
33 | 0 | 0 | 0 | 0 | 0
34 | 0 | 0 | 0 | 0 | 0
35 | 0 | 0 | 0 | 0 | 0
36 | 0 | 0 | 0 | 0 | 0
37 | 0 | 0 | 0 | 0 | 0
38 | 0 | 0 | 0 | 0 | 0
39 | 0 | 0 | 0 | 0 | 0
40 | 0 | 0 | 0 | 0 | 0
41 | 0 | 0 | 0 | 0 | 0
42 | 0 | 0 | 0 | 0 | 0
43 | 0 | 0 | 0 | 0 | 0
44 | 0 | 0 | 0 | 0 | 0
45 | 0 | 0 | 0 | 0 | 0
46 | 0 | 0 | 0 | 0 | 0
47 | 0 | 0 | 0 | 0 | 0
48 | 0 | 0 | 0 | 0 | 0

## load
Load Profile (BTM)
Time | Period | Load (MWh)
2023-01-01 | 1 | 0.90404
2023-01-01 00:30 | 2 | 0.29036
2023-01-01 01:00 | 3 | 0.29036
2023-01-01 01:30 | 4 | 0.29114
2023-01-01 02:00 | 5 | 0.29114
2023-01-01 02:30 | 6 | 0.29114
2023-01-01 03:00 | 7 | 0.29114
2023-01-01 03:30 | 8 | 0.29114
2023-01-01 04:00 | 9 | 0.29036
2023-01-01 04:30 | 10 | 0.29036
2023-01-01 05:00 | 11 | 0.85774
2023-01-01 05:30 | 12 | 0.68666
2023-01-01 06:00 | 13 | 0.69137
2023-01-01 06:30 | 14 | 0.69294
2023-01-01 07:00 | 15 | 0.69529
2023-01-01 07:30 | 16 | 0.68666
2023-01-01 08:00 | 17 | 0.68666
2023-01-01 08:30 | 18 | 0.69765
2023-01-01 09:00 | 19 | 0.70471
2023-01-01 09:30 | 20 | 0.7157
2023-01-01 10:00 | 21 | 0.73924
2023-01-01 10:30 | 22 | 0.74944
2023-01-01 11:00 | 23 | 0.75886
2023-01-01 11:30 | 24 | 0.76357
2023-01-01 12:00 | 1 | 0.76906
2023-01-01 12:30 | 2 | 0.76827
2023-01-01 13:00 | 3 | 0.76906
2023-01-01 13:30 | 4 | 0.77926
2023-01-01 14:00 | 5 | 0.78083
2023-01-01 14:30 | 6 | 0.7667
2023-01-01 15:00 | 7 | 0.73767
2023-01-01 15:30 | 8 | 0.71334
2023-01-01 16:00 | 9 | 0.71177
2023-01-01 16:30 | 10 | 0.71177
2023-01-01 17:00 | 11 | 0.7
2023-01-01 17:30 | 12 | 0.70078
2023-01-01 18:00 | 13 | 0.70471
2023-01-01 18:30 | 14 | 0.70549
2023-01-01 19:00 | 15 | 0.70628
2023-01-01 19:30 | 16 | 0.70706
2023-01-01 20:00 | 17 | 0.70785
2023-01-01 20:30 | 18 | 0.70706
2023-01-01 21:00 | 19 | 0.70706
2023-01-01 21:30 | 20 | 0.70706
2023-01-01 22:00 | 21 | 0.70785
2023-01-01 22:30 | 22 | 0.70785
2023-01-01 23:00 | 23 | 0.70706
2023-01-01 23:30 | 24 | 0.70628
2023-01-02 | 1 | 0.80594
2023-01-02 00:30 | 2 | 0.80594
2023-01-02 01:00 | 3 | 0.80673
2023-01-02 01:30 | 4 | 0.80673
2023-01-02 02:00 | 5 | 0.80673
2023-01-02 02:30 | 6 | 0.80594
2023-01-02 03:00 | 7 | 1.9234
2023-01-02 03:30 | 8 | 2.6297
2023-01-02 04:00 | 9 | 2.8243
2023-01-02 04:30 | 10 | 2.88
2023-01-02 05:00 | 11 | 2.9067
2023-01-02 05:30 | 12 | 2.8989
2023-01-02 06:00 | 13 | 2.8895
2023-01-02 06:30 | 14 | 2.9224
2023-01-02 07:00 | 15 | 2.9091
2023-01-02 07:30 | 16 | 2.8753
2023-01-02 08:00 | 17 | 2.6799
2023-01-02 08:30 | 18 | 2.1086
2023-01-02 09:00 | 19 | 1.7343
2023-01-02 09:30 | 20 | 1.7272
2023-01-02 10:00 | 21 | 1.4895
2023-01-02 10:30 | 22 | 1.4691
2023-01-02 11:00 | 23 | 0.79339
2023-01-02 11:30 | 24 | 0.77691
2023-01-02 12:00 | 1 | 0.77298
2023-01-02 12:30 | 2 | 0.77298
2023-01-02 13:00 | 3 | 0.76906
2023-01-02 13:30 | 4 | 0.76357
2023-01-02 14:00 | 5 | 0.75964
2023-01-02 14:30 | 6 | 0.38924
2023-01-02 15:00 | 7 | 0.67489
2023-01-02 15:30 | 8 | 1.4133
2023-01-02 16:00 | 9 | 2.1926
2023-01-02 16:30 | 10 | 2.202
2023-01-02 17:00 | 11 | 2.4123
2023-01-02 17:30 | 12 | 2.5567
2023-01-02 18:00 | 13 | 2.6305
2023-01-02 18:30 | 14 | 2.6399
2023-01-02 19:00 | 15 | 2.6485
2023-01-02 19:30 | 16 | 2.6415
2023-01-02 20:00 | 17 | 2.4602
2023-01-02 20:30 | 18 | 1.677
2023-01-02 21:00 | 19 | 1.1591
2023-01-02 21:30 | 20 | 0.68274
2023-01-02 22:00 | 21 | 0.4528
2023-01-02 22:30 | 22 | 0.44025
2023-01-02 23:00 | 23 | 0.38924
2023-01-02 23:30 | 24 | 0.38924
2023-01-03 | 1 | 0.38924
2023-01-03 00:30 | 2 | 0.38924
2023-01-03 01:00 | 3 | 0.38924
2023-01-03 01:30 | 4 | 0.38924
2023-01-03 02:00 | 5 | 0.38924
2023-01-03 02:30 | 6 | 0.38924
2023-01-03 03:00 | 7 | 0.67489
2023-01-03 03:30 | 8 | 1.4173
2023-01-03 04:00 | 9 | 2.3346
2023-01-03 04:30 | 10 | 2.5811
2023-01-03 05:00 | 11 | 2.6328
2023-01-03 05:30 | 12 | 2.6893
2023-01-03 06:00 | 13 | 2.7317
2023-01-03 06:30 | 14 | 2.7882
2023-01-03 07:00 | 15 | 2.7867
2023-01-03 07:30 | 16 | 2.7812
2023-01-03 08:00 | 17 | 2.6352
2023-01-03 08:30 | 18 | 2.067
2023-01-03 09:00 | 19 | 1.7673
2023-01-03 09:30 | 20 | 1.7924
2023-01-03 10:00 | 21 | 1.5554
2023-01-03 10:30 | 22 | 1.5397
2023-01-03 11:00 | 23 | 0.81771
2023-01-03 11:30 | 24 | 0.79888
2023-01-03 12:00 | 1 | 0.79966
2023-01-03 12:30 | 2 | 0.80045
2023-01-03 13:00 | 3 | 0.79966
2023-01-03 13:30 | 4 | 0.79966
2023-01-03 14:00 | 5 | 0.79809
2023-01-03 14:30 | 6 | 0.79731
2023-01-03 15:00 | 7 | 1.7555
2023-01-03 15:30 | 8 | 2.5402
2023-01-03 16:00 | 9 | 2.7066
2023-01-03 16:30 | 10 | 2.8024
2023-01-03 17:00 | 11 | 2.8392
2023-01-03 17:30 | 12 | 2.851
2023-01-03 18:00 | 13 | 2.8667
2023-01-03 18:30 | 14 | 2.8628
2023-01-03 19:00 | 15 | 2.8785
2023-01-03 19:30 | 16 | 2.8675
2023-01-03 20:00 | 17 | 2.7317
2023-01-03 20:30 | 18 | 2.2428
2023-01-03 21:00 | 19 | 1.9454
2023-01-03 21:30 | 20 | 1.9376
2023-01-03 22:00 | 21 | 1.7029
2023-01-03 22:30 | 22 | 1.6841
2023-01-03 23:00 | 23 | 0.83969
2023-01-03 23:30 | 24 | 0.80594
2023-01-04 | 1 | 0.80751
2023-01-04 00:30 | 2 | 0.80751
2023-01-04 01:00 | 3 | 0.80751
2023-01-04 01:30 | 4 | 0.8083
2023-01-04 02:00 | 5 | 0.8083
2023-01-04 02:30 | 6 | 0.80673
2023-01-04 03:00 | 7 | 1.1096
2023-01-04 03:30 | 8 | 1.411
2023-01-04 04:00 | 9 | 1.5522
2023-01-04 04:30 | 10 | 1.5844
2023-01-04 05:00 | 11 | 1.5844
2023-01-04 05:30 | 12 | 1.5836
2023-01-04 06:00 | 13 | 1.5836
2023-01-04 06:30 | 14 | 1.5844
2023-01-04 07:00 | 15 | 1.5844
2023-01-04 07:30 | 16 | 1.5679
2023-01-04 08:00 | 17 | 1.4549
2023-01-04 08:30 | 18 | 0.97623
2023-01-04 09:00 | 19 | 0.66861
2023-01-04 09:30 | 20 | 0.68274
2023-01-04 10:00 | 21 | 0.4528
2023-01-04 10:30 | 22 | 0.44025
2023-01-04 11:00 | 23 | 0.38924
2023-01-04 11:30 | 24 | 0.38924
2023-01-04 12:00 | 1 | 0.29114
2023-01-04 12:30 | 2 | 0.29114
2023-01-04 13:00 | 3 | 0.29114
2023-01-04 13:30 | 4 | 0.29114
2023-01-04 14:00 | 5 | 0.29114
2023-01-04 14:30 | 6 | 0.29114
2023-01-04 15:00 | 7 | 0.29114
2023-01-04 15:30 | 8 | 0.29114
2023-01-04 16:00 | 9 | 0.29114
2023-01-04 16:30 | 10 | 0.29114
2023-01-04 17:00 | 11 | 0.29114
2023-01-04 17:30 | 12 | 0.29036
2023-01-04 18:00 | 13 | 0.27702
2023-01-04 18:30 | 14 | 0.85146
2023-01-04 19:00 | 15 | 0.67332
2023-01-04 19:30 | 16 | 0.67253
2023-01-04 20:00 | 17 | 0.66312
2023-01-04 20:30 | 18 | 0.27702
2023-01-04 21:00 | 19 | 0.27702
2023-01-04 21:30 | 20 | 0.29114
2023-01-04 22:00 | 21 | 0.29114
2023-01-04 22:30 | 22 | 0.29114
2023-01-04 23:00 | 23 | 0.29114
2023-01-04 23:30 | 24 | 0.29114
2023-01-05 | 1 | 0.29114
2023-01-05 00:30 | 2 | 0.29114
2023-01-05 01:00 | 3 | 0.29114
2023-01-05 01:30 | 4 | 0.29114
2023-01-05 02:00 | 5 | 0.29114
2023-01-05 02:30 | 6 | 0.29114
2023-01-05 03:00 | 7 | 0.29114
2023-01-05 03:30 | 8 | 0.29114
2023-01-05 04:00 | 9 | 0.29114
2023-01-05 04:30 | 10 | 0.29036
2023-01-05 05:00 | 11 | 0.86244
2023-01-05 05:30 | 12 | 0.71648
2023-01-05 06:00 | 13 | 0.74865
2023-01-05 06:30 | 14 | 0.77769
2023-01-05 07:00 | 15 | 0.74159
2023-01-05 07:30 | 16 | 0.72982
2023-01-05 08:00 | 17 | 0.69922
2023-01-05 08:30 | 18 | 0.66783
2023-01-05 09:00 | 19 | 0.27702
2023-01-05 09:30 | 20 | 0.27702
2023-01-05 10:00 | 21 | 0.29114
2023-01-05 10:30 | 22 | 0.29114
2023-01-05 11:00 | 23 | 0.29114
2023-01-05 11:30 | 24 | 0.29114
2023-01-05 12:00 | 1 | 0.38924
2023-01-05 12:30 | 2 | 0.38924
2023-01-05 13:00 | 3 | 0.38924
2023-01-05 13:30 | 4 | 0.39002
2023-01-05 14:00 | 5 | 0.39002
2023-01-05 14:30 | 6 | 0.39002
2023-01-05 15:00 | 7 | 0.67489
2023-01-05 15:30 | 8 | 1.4275
2023-01-05 16:00 | 9 | 1.553
2023-01-05 16:30 | 10 | 1.5844
2023-01-05 17:00 | 11 | 1.5844
2023-01-05 17:30 | 12 | 1.5954
2023-01-05 18:00 | 13 | 1.6009
2023-01-05 18:30 | 14 | 1.6048
2023-01-05 19:00 | 15 | 1.6033
2023-01-05 19:30 | 16 | 1.5797
2023-01-05 20:00 | 17 | 1.4596
2023-01-05 20:30 | 18 | 0.97623
2023-01-05 21:00 | 19 | 0.66939
2023-01-05 21:30 | 20 | 0.68352
2023-01-05 22:00 | 21 | 0.4528
2023-01-05 22:30 | 22 | 0.44103
2023-01-05 23:00 | 23 | 0.39002
2023-01-05 23:30 | 24 | 0.39002
2023-01-06 | 1 | 0.39002
2023-01-06 00:30 | 2 | 0.39002
2023-01-06 01:00 | 3 | 0.39002
2023-01-06 01:30 | 4 | 0.39002
2023-01-06 02:00 | 5 | 0.39002
2023-01-06 02:30 | 6 | 0.39002
2023-01-06 03:00 | 7 | 0.6843
2023-01-06 03:30 | 8 | 1.4534
2023-01-06 04:00 | 9 | 1.5734
2023-01-06 04:30 | 10 | 1.5852
2023-01-06 05:00 | 11 | 1.5852
2023-01-06 05:30 | 12 | 1.5891
2023-01-06 06:00 | 13 | 1.597
2023-01-06 06:30 | 14 | 1.5868
2023-01-06 07:00 | 15 | 1.5852
2023-01-06 07:30 | 16 | 1.575
2023-01-06 08:00 | 17 | 1.4549
2023-01-06 08:30 | 18 | 0.97702
2023-01-06 09:00 | 19 | 0.66939
2023-01-06 09:30 | 20 | 0.68352
2023-01-06 10:00 | 21 | 0.4528
2023-01-06 10:30 | 22 | 0.44025
2023-01-06 11:00 | 23 | 0.39002
2023-01-06 11:30 | 24 | 0.39002
2023-01-06 12:00 | 1 | 0.39002
2023-01-06 12:30 | 2 | 0.39002
2023-01-06 13:00 | 3 | 0.39002
2023-01-06 13:30 | 4 | 0.39002
2023-01-06 14:00 | 5 | 0.39002
2023-01-06 14:30 | 6 | 0.39002
2023-01-06 15:00 | 7 | 0.67489
2023-01-06 15:30 | 8 | 1.4408
2023-01-06 16:00 | 9 | 1.5577
2023-01-06 16:30 | 10 | 1.5844
2023-01-06 17:00 | 11 | 1.5844
2023-01-06 17:30 | 12 | 1.5836
2023-01-06 18:00 | 13 | 1.5836
2023-01-06 18:30 | 14 | 1.5844
2023-01-06 19:00 | 15 | 1.5844
2023-01-06 19:30 | 16 | 1.5679
2023-01-06 20:00 | 17 | 1.4549
2023-01-06 20:30 | 18 | 0.97623
2023-01-06 21:00 | 19 | 0.66939
2023-01-06 21:30 | 20 | 0.68274
2023-01-06 22:00 | 21 | 0.4528
2023-01-06 22:30 | 22 | 0.44025
2023-01-06 23:00 | 23 | 0.38924
2023-01-06 23:30 | 24 | 0.38924
2023-01-07 | 1 | 0.39002
2023-01-07 00:30 | 2 | 0.39002
2023-01-07 01:00 | 3 | 0.39002
2023-01-07 01:30 | 4 | 0.39002
2023-01-07 02:00 | 5 | 0.39002
2023-01-07 02:30 | 6 | 0.39002
2023-01-07 03:00 | 7 | 0.67489
2023-01-07 03:30 | 8 | 1.4455
2023-01-07 04:00 | 9 | 1.5609
2023-01-07 04:30 | 10 | 1.5844
2023-01-07 05:00 | 11 | 1.5844
2023-01-07 05:30 | 12 | 1.5836
2023-01-07 06:00 | 13 | 1.5836
2023-01-07 06:30 | 14 | 1.5852
2023-01-07 07:00 | 15 | 1.5852
2023-01-07 07:30 | 16 | 1.5687
2023-01-07 08:00 | 17 | 1.4549
2023-01-07 08:30 | 18 | 0.97937
2023-01-07 09:00 | 19 | 0.66939
2023-01-07 09:30 | 20 | 0.68352
2023-01-07 10:00 | 21 | 0.4528
2023-01-07 10:30 | 22 | 0.44103
2023-01-07 11:00 | 23 | 0.39002
2023-01-07 11:30 | 24 | 0.39002
2023-01-07 12:00 | 1 | 0.39002
2023-01-07 12:30 | 2 | 0.39002
2023-01-07 13:00 | 3 | 0.39002
2023-01-07 13:30 | 4 | 0.39002
2023-01-07 14:00 | 5 | 0.39002
2023-01-07 14:30 | 6 | 0.39002
2023-01-07 15:00 | 7 | 0.67803
2023-01-07 15:30 | 8 | 1.4541
2023-01-07 16:00 | 9 | 1.5648
2023-01-07 16:30 | 10 | 1.5852
2023-01-07 17:00 | 11 | 1.5844
2023-01-07 17:30 | 12 | 1.5923
2023-01-07 18:00 | 13 | 1.6025
2023-01-07 18:30 | 14 | 1.6025
2023-01-07 19:00 | 15 | 1.6009
2023-01-07 19:30 | 16 | 1.5797
2023-01-07 20:00 | 17 | 1.4581
2023-01-07 20:30 | 18 | 0.97623
2023-01-07 21:00 | 19 | 0.66861
2023-01-07 21:30 | 20 | 0.68274
2023-01-07 22:00 | 21 | 0.4528
2023-01-07 22:30 | 22 | 0.44025
2023-01-07 23:00 | 23 | 0.39002
2023-01-07 23:30 | 24 | 0.39002
2023-01-08 | 1 | 0.29114
2023-01-08 00:30 | 2 | 0.29114
2023-01-08 01:00 | 3 | 0.29114
2023-01-08 01:30 | 4 | 0.29114
2023-01-08 02:00 | 5 | 0.29114
2023-01-08 02:30 | 6 | 0.29114
2023-01-08 03:00 | 7 | 0.29114
2023-01-08 03:30 | 8 | 0.29114
2023-01-08 04:00 | 9 | 0.29114
2023-01-08 04:30 | 10 | 0.29036
2023-01-08 05:00 | 11 | 0.87892
2023-01-08 05:30 | 12 | 0.69608
2023-01-08 06:00 | 13 | 0.68744
2023-01-08 06:30 | 14 | 0.74081
2023-01-08 07:00 | 15 | 0.73531
2023-01-08 07:30 | 16 | 0.70863
2023-01-08 08:00 | 17 | 0.69529
2023-01-08 08:30 | 18 | 0.68666
2023-01-08 09:00 | 19 | 0.68195
2023-01-08 09:30 | 20 | 0.67332
2023-01-08 10:00 | 21 | 0.67332
2023-01-08 10:30 | 22 | 0.66861
2023-01-08 11:00 | 23 | 0.27702
2023-01-08 11:30 | 24 | 0.29114
2023-01-08 12:00 | 1 | 0.29114
2023-01-08 12:30 | 2 | 0.29114
2023-01-08 13:00 | 3 | 0.29114
2023-01-08 13:30 | 4 | 0.29114
2023-01-08 14:00 | 5 | 0.29114
2023-01-08 14:30 | 6 | 0.29114
2023-01-08 15:00 | 7 | 0.29114
2023-01-08 15:30 | 8 | 0.29114
2023-01-08 16:00 | 9 | 0.29114
2023-01-08 16:30 | 10 | 0.86244
2023-01-08 17:00 | 11 | 0.67881
2023-01-08 17:30 | 12 | 0.72354
2023-01-08 18:00 | 13 | 0.75101
2023-01-08 18:30 | 14 | 0.76827
2023-01-08 19:00 | 15 | 0.7463
2023-01-08 19:30 | 16 | 0.72119
2023-01-08 20:00 | 17 | 0.27702
2023-01-08 20:30 | 18 | 0.27702
2023-01-08 21:00 | 19 | 0.27702
2023-01-08 21:30 | 20 | 0.29114
2023-01-08 22:00 | 21 | 0.29114
2023-01-08 22:30 | 22 | 0.29114
2023-01-08 23:00 | 23 | 0.29114
2023-01-08 23:30 | 24 | 0.29114
2023-01-09 | 1 | 0.29114
2023-01-09 00:30 | 2 | 0.29114
2023-01-09 01:00 | 3 | 0.29114
2023-01-09 01:30 | 4 | 0.29114
2023-01-09 02:00 | 5 | 0.29114
2023-01-09 02:30 | 6 | 0.29114
2023-01-09 03:00 | 7 | 0.29114
2023-01-09 03:30 | 8 | 0.29114
2023-01-09 04:00 | 9 | 0.29114
2023-01-09 04:30 | 10 | 0.29114
2023-01-09 05:00 | 11 | 0.29114
2023-01-09 05:30 | 12 | 0.29114
2023-01-09 06:00 | 13 | 0.29114
2023-01-09 06:30 | 14 | 0.29114
2023-01-09 07:00 | 15 | 0.29114
2023-01-09 07:30 | 16 | 0.29114
2023-01-09 08:00 | 17 | 0.29114
2023-01-09 08:30 | 18 | 0.29114
2023-01-09 09:00 | 19 | 0.29114
2023-01-09 09:30 | 20 | 0.29114
2023-01-09 10:00 | 21 | 0.29114
2023-01-09 10:30 | 22 | 0.29114
2023-01-09 11:00 | 23 | 0.29114
2023-01-09 11:30 | 24 | 0.29114
2023-01-09 12:00 | 1 | 0.38924
2023-01-09 12:30 | 2 | 0.38924
2023-01-09 13:00 | 3 | 0.38924
2023-01-09 13:30 | 4 | 0.38924
2023-01-09 14:00 | 5 | 0.38924
2023-01-09 14:30 | 6 | 0.38924
2023-01-09 15:00 | 7 | 0.67489
2023-01-09 15:30 | 8 | 1.4173
2023-01-09 16:00 | 9 | 1.5522
2023-01-09 16:30 | 10 | 2.4735
2023-01-09 17:00 | 11 | 2.6878
2023-01-09 17:30 | 12 | 2.7247
2023-01-09 18:00 | 13 | 2.7466
2023-01-09 18:30 | 14 | 2.7545
2023-01-09 19:00 | 15 | 2.7545
2023-01-09 19:30 | 16 | 2.7553
2023-01-09 20:00 | 17 | 2.6399
2023-01-09 20:30 | 18 | 2.1385
2023-01-09 21:00 | 19 | 1.8261
2023-01-09 21:30 | 20 | 1.8316
2023-01-09 22:00 | 21 | 1.6127
2023-01-09 22:30 | 22 | 1.597
2023-01-09 23:00 | 23 | 0.82399
2023-01-09 23:30 | 24 | 0.79966
2023-01-10 | 1 | 0.80045
2023-01-10 00:30 | 2 | 0.80123
2023-01-10 01:00 | 3 | 0.80123
2023-01-10 01:30 | 4 | 0.80202
2023-01-10 02:00 | 5 | 0.80202
2023-01-10 02:30 | 6 | 0.80202
2023-01-10 03:00 | 7 | 1.8442
2023-01-10 03:30 | 8 | 2.5889
2023-01-10 04:00 | 9 | 2.7474
2023-01-10 04:30 | 10 | 2.8314
2023-01-10 05:00 | 11 | 2.8361
2023-01-10 05:30 | 12 | 2.8479
2023-01-10 06:00 | 13 | 2.8463
2023-01-10 06:30 | 14 | 2.8659
2023-01-10 07:00 | 15 | 2.8659
2023-01-10 07:30 | 16 | 2.8526
2023-01-10 08:00 | 17 | 2.7317
2023-01-10 08:30 | 18 | 2.242
2023-01-10 09:00 | 19 | 1.9281
2023-01-10 09:30 | 20 | 1.9195
2023-01-10 10:00 | 21 | 1.6825
2023-01-10 10:30 | 22 | 1.6802
2023-01-10 11:00 | 23 | 0.83576
2023-01-10 11:30 | 24 | 0.80437
2023-01-10 12:00 | 1 | 0.80594
2023-01-10 12:30 | 2 | 0.80594
2023-01-10 13:00 | 3 | 0.80594
2023-01-10 13:30 | 4 | 0.80751
2023-01-10 14:00 | 5 | 0.80751
2023-01-10 14:30 | 6 | 0.80673
2023-01-10 15:00 | 7 | 1.8999
2023-01-10 15:30 | 8 | 2.5975
2023-01-10 16:00 | 9 | 2.8165
2023-01-10 16:30 | 10 | 2.8675
2023-01-10 17:00 | 11 | 2.8565
2023-01-10 17:30 | 12 | 2.8667
2023-01-10 18:00 | 13 | 2.8691
2023-01-10 18:30 | 14 | 2.8855
2023-01-10 19:00 | 15 | 2.8855
2023-01-10 19:30 | 16 | 2.8534
2023-01-10 20:00 | 17 | 2.7349
2023-01-10 20:30 | 18 | 2.246
2023-01-10 21:00 | 19 | 1.9124
2023-01-10 21:30 | 20 | 1.9038
2023-01-10 22:00 | 21 | 1.6857
2023-01-10 22:30 | 22 | 1.637
2023-01-10 23:00 | 23 | 0.83262
2023-01-10 23:30 | 24 | 0.80437
2023-01-11 | 1 | 0.80437
2023-01-11 00:30 | 2 | 0.80516
2023-01-11 01:00 | 3 | 0.80516
2023-01-11 01:30 | 4 | 0.80594
2023-01-11 02:00 | 5 | 0.80673
2023-01-11 02:30 | 6 | 0.80673
2023-01-11 03:00 | 7 | 1.903
2023-01-11 03:30 | 8 | 2.5967
2023-01-11 04:00 | 9 | 2.8008
2023-01-11 04:30 | 10 | 2.8683
2023-01-11 05:00 | 11 | 2.8596
2023-01-11 05:30 | 12 | 2.8534
2023-01-11 06:00 | 13 | 2.8518
2023-01-11 06:30 | 14 | 2.8785
2023-01-11 07:00 | 15 | 2.8942
2023-01-11 07:30 | 16 | 2.8612
2023-01-11 08:00 | 17 | 2.7231
2023-01-11 08:30 | 18 | 2.2318
2023-01-11 09:00 | 19 | 1.9015
2023-01-11 09:30 | 20 | 1.8763
2023-01-11 10:00 | 21 | 1.6574
2023-01-11 10:30 | 22 | 1.6401
2023-01-11 11:00 | 23 | 0.83498
2023-01-11 11:30 | 24 | 0.80516
2023-01-11 12:00 | 1 | 0.70706
2023-01-11 12:30 | 2 | 0.70785
2023-01-11 13:00 | 3 | 0.70942
2023-01-11 13:30 | 4 | 0.7102
2023-01-11 14:00 | 5 | 0.70942
2023-01-11 14:30 | 6 | 0.70942
2023-01-11 15:00 | 7 | 0.70942
2023-01-11 15:30 | 8 | 0.70942
2023-01-11 16:00 | 9 | 0.70942
2023-01-11 16:30 | 10 | 0.70942
2023-01-11 17:00 | 11 | 0.7102
2023-01-11 17:30 | 12 | 0.7102
2023-01-11 18:00 | 13 | 0.7102
2023-01-11 18:30 | 14 | 0.71099
2023-01-11 19:00 | 15 | 0.71177
2023-01-11 19:30 | 16 | 0.71256
2023-01-11 20:00 | 17 | 0.71256
2023-01-11 20:30 | 18 | 0.71334
2023-01-11 21:00 | 19 | 0.71413
2023-01-11 21:30 | 20 | 0.71413
2023-01-11 22:00 | 21 | 0.71413
2023-01-11 22:30 | 22 | 0.71334
2023-01-11 23:00 | 23 | 0.71256
2023-01-11 23:30 | 24 | 0.70549
2023-01-12 | 1 | 0.69608
2023-01-12 00:30 | 2 | 0.69058
2023-01-12 01:00 | 3 | 0.68195
2023-01-12 01:30 | 4 | 0.68587
2023-01-12 02:00 | 5 | 0.68195
2023-01-12 02:30 | 6 | 0.68195
2023-01-12 03:00 | 7 | 0.67803
2023-01-12 03:30 | 8 | 0.67646
2023-01-12 04:00 | 9 | 0.67489
2023-01-12 04:30 | 10 | 0.67096
2023-01-12 05:00 | 11 | 0.67096
2023-01-12 05:30 | 12 | 0.66704
2023-01-12 06:00 | 13 | 0.67253
2023-01-12 06:30 | 14 | 0.67724
2023-01-12 07:00 | 15 | 0.71177
2023-01-12 07:30 | 16 | 0.72354
2023-01-12 08:00 | 17 | 0.72119
2023-01-12 08:30 | 18 | 0.67253
2023-01-12 09:00 | 19 | 0.27702
2023-01-12 09:30 | 20 | 0.27702
2023-01-12 10:00 | 21 | 0.27702
2023-01-12 10:30 | 22 | 0.27702
2023-01-12 11:00 | 23 | 0.27702
2023-01-12 11:30 | 24 | 0.27702
2023-01-12 12:00 | 1 | 0.38924
2023-01-12 12:30 | 2 | 0.38924
2023-01-12 13:00 | 3 | 0.38924
2023-01-12 13:30 | 4 | 0.39002
2023-01-12 14:00 | 5 | 0.39002
2023-01-12 14:30 | 6 | 0.39002
2023-01-12 15:00 | 7 | 0.67489
2023-01-12 15:30 | 8 | 1.4173
2023-01-12 16:00 | 9 | 1.5522
2023-01-12 16:30 | 10 | 2.3652
2023-01-12 17:00 | 11 | 2.3904
2023-01-12 17:30 | 12 | 2.6234
2023-01-12 18:00 | 13 | 2.643
2023-01-12 18:30 | 14 | 2.6791
2023-01-12 19:00 | 15 | 2.6737
2023-01-12 19:30 | 16 | 2.6525
2023-01-12 20:00 | 17 | 2.4869
2023-01-12 20:30 | 18 | 1.8387
2023-01-12 21:00 | 19 | 1.3757
2023-01-12 21:30 | 20 | 1.2854
2023-01-12 22:00 | 21 | 1.061
2023-01-12 22:30 | 22 | 0.87814
2023-01-12 23:00 | 23 | 0.38924
2023-01-12 23:30 | 24 | 0.37511
2023-01-13 | 1 | 0.38924
2023-01-13 00:30 | 2 | 0.38924
2023-01-13 01:00 | 3 | 0.38924
2023-01-13 01:30 | 4 | 0.38924
2023-01-13 02:00 | 5 | 0.38924
2023-01-13 02:30 | 6 | 0.95583
2023-01-13 03:00 | 7 | 1.2062
2023-01-13 03:30 | 8 | 2.1942
2023-01-13 04:00 | 9 | 2.5826
2023-01-13 04:30 | 10 | 2.7129
2023-01-13 05:00 | 11 | 2.7663
2023-01-13 05:30 | 12 | 2.7843
2023-01-13 06:00 | 13 | 2.8361
2023-01-13 06:30 | 14 | 2.8824
2023-01-13 07:00 | 15 | 2.8534
2023-01-13 07:30 | 16 | 2.8102
2023-01-13 08:00 | 17 | 2.6509
2023-01-13 08:30 | 18 | 2.1275
2023-01-13 09:00 | 19 | 1.7885
2023-01-13 09:30 | 20 | 1.6959
2023-01-13 10:00 | 21 | 1.4659
2023-01-13 10:30 | 22 | 1.3553
2023-01-13 11:00 | 23 | 0.7824
2023-01-13 11:30 | 24 | 0.76984
2023-01-13 12:00 | 1 | 0.76592
2023-01-13 12:30 | 2 | 0.76357
2023-01-13 13:00 | 3 | 0.37511
2023-01-13 13:30 | 4 | 0.37511
2023-01-13 14:00 | 5 | 0.38924
2023-01-13 14:30 | 6 | 0.38924
2023-01-13 15:00 | 7 | 0.67489
2023-01-13 15:30 | 8 | 1.4157
2023-01-13 16:00 | 9 | 1.5522
2023-01-13 16:30 | 10 | 2.2256
2023-01-13 17:00 | 11 | 2.3362
2023-01-13 17:30 | 12 | 2.4798
2023-01-13 18:00 | 13 | 2.6117
2023-01-13 18:30 | 14 | 2.6266
2023-01-13 19:00 | 15 | 2.6415
2023-01-13 19:30 | 16 | 2.6407
2023-01-13 20:00 | 17 | 2.5041
2023-01-13 20:30 | 18 | 1.7484
2023-01-13 21:00 | 19 | 1.382
2023-01-13 21:30 | 20 | 1.2297
2023-01-13 22:00 | 21 | 0.45202
2023-01-13 22:30 | 22 | 0.44025
2023-01-13 23:00 | 23 | 0.38924
2023-01-13 23:30 | 24 | 0.38924
2023-01-14 | 1 | 0.38924
2023-01-14 00:30 | 2 | 0.38924
2023-01-14 01:00 | 3 | 0.38924
2023-01-14 01:30 | 4 | 0.39002
2023-01-14 02:00 | 5 | 0.39002
2023-01-14 02:30 | 6 | 0.38924
2023-01-14 03:00 | 7 | 0.67489
2023-01-14 03:30 | 8 | 1.4173
2023-01-14 04:00 | 9 | 1.5522
2023-01-14 04:30 | 10 | 2.5928
2023-01-14 05:00 | 11 | 2.6164
2023-01-14 05:30 | 12 | 2.6556
2023-01-14 06:00 | 13 | 2.6815
2023-01-14 06:30 | 14 | 2.7105
2023-01-14 07:00 | 15 | 2.705
2023-01-14 07:30 | 16 | 2.7058
2023-01-14 08:00 | 17 | 2.592
2023-01-14 08:30 | 18 | 2.1047
2023-01-14 09:00 | 19 | 1.7908
2023-01-14 09:30 | 20 | 1.7735
2023-01-14 10:00 | 21 | 1.5279
2023-01-14 10:30 | 22 | 1.5263
2023-01-14 11:00 | 23 | 0.80359
2023-01-14 11:30 | 24 | 0.79025
2023-01-14 12:00 | 1 | 0.79025
2023-01-14 12:30 | 2 | 0.78554
2023-01-14 13:00 | 3 | 0.79025
2023-01-14 13:30 | 4 | 0.79025
2023-01-14 14:00 | 5 | 0.79417
2023-01-14 14:30 | 6 | 0.78554
2023-01-14 15:00 | 7 | 1.739
2023-01-14 15:30 | 8 | 2.4939
2023-01-14 16:00 | 9 | 2.6705
2023-01-14 16:30 | 10 | 2.7192
2023-01-14 17:00 | 11 | 2.7757
2023-01-14 17:30 | 12 | 2.7835
2023-01-14 18:00 | 13 | 2.7859
2023-01-14 18:30 | 14 | 2.8
2023-01-14 19:00 | 15 | 2.7992
2023-01-14 19:30 | 16 | 2.8024
2023-01-14 20:00 | 17 | 2.6674
2023-01-14 20:30 | 18 | 2.1651
2023-01-14 21:00 | 19 | 1.8489
2023-01-14 21:30 | 20 | 1.8277
2023-01-14 22:00 | 21 | 1.5781
2023-01-14 22:30 | 22 | 1.5766
2023-01-14 23:00 | 23 | 0.82321
2023-01-14 23:30 | 24 | 0.79966
2023-01-15 | 1 | 0.70314
2023-01-15 00:30 | 2 | 0.70392
2023-01-15 01:00 | 3 | 0.70392
2023-01-15 01:30 | 4 | 0.70392
2023-01-15 02:00 | 5 | 0.70392
2023-01-15 02:30 | 6 | 0.70314
2023-01-15 03:00 | 7 | 0.70314
2023-01-15 03:30 | 8 | 0.70157
2023-01-15 04:00 | 9 | 0.70235
2023-01-15 04:30 | 10 | 0.70471
2023-01-15 05:00 | 11 | 0.70549
2023-01-15 05:30 | 12 | 0.70628
2023-01-15 06:00 | 13 | 0.70785
2023-01-15 06:30 | 14 | 0.70785
2023-01-15 07:00 | 15 | 0.70863
2023-01-15 07:30 | 16 | 0.70942
2023-01-15 08:00 | 17 | 0.70942
2023-01-15 08:30 | 18 | 0.7102
2023-01-15 09:00 | 19 | 0.7102
2023-01-15 09:30 | 20 | 0.7102
2023-01-15 10:00 | 21 | 0.70863
2023-01-15 10:30 | 22 | 0.70863
2023-01-15 11:00 | 23 | 0.70942
2023-01-15 11:30 | 24 | 0.70863
2023-01-15 12:00 | 1 | 0.70785
2023-01-15 12:30 | 2 | 0.70785
2023-01-15 13:00 | 3 | 0.70785
2023-01-15 13:30 | 4 | 0.70785
2023-01-15 14:00 | 5 | 0.70785
2023-01-15 14:30 | 6 | 0.70863
2023-01-15 15:00 | 7 | 0.70785
2023-01-15 15:30 | 8 | 0.70706
2023-01-15 16:00 | 9 | 0.70628
2023-01-15 16:30 | 10 | 0.70785
2023-01-15 17:00 | 11 | 0.70863
2023-01-15 17:30 | 12 | 0.70942
2023-01-15 18:00 | 13 | 0.7102
2023-01-15 18:30 | 14 | 0.7102
2023-01-15 19:00 | 15 | 0.71177
2023-01-15 19:30 | 16 | 0.70471
2023-01-15 20:00 | 17 | 0.7
2023-01-15 20:30 | 18 | 0.69215
2023-01-15 21:00 | 19 | 0.68195
2023-01-15 21:30 | 20 | 0.67724
2023-01-15 22:00 | 21 | 0.66939
2023-01-15 22:30 | 22 | 0.66861
2023-01-15 23:00 | 23 | 0.66312
2023-01-15 23:30 | 24 | 0.66155
2023-01-16 | 1 | 0.37511
2023-01-16 00:30 | 2 | 0.77848
2023-01-16 01:00 | 3 | 0.37511
2023-01-16 01:30 | 4 | 0.37511
2023-01-16 02:00 | 5 | 0.38924
2023-01-16 02:30 | 6 | 0.38924
2023-01-16 03:00 | 7 | 0.67489
2023-01-16 03:30 | 8 | 1.4133
2023-01-16 04:00 | 9 | 1.5522
2023-01-16 04:30 | 10 | 1.5844
2023-01-16 05:00 | 11 | 1.5844
2023-01-16 05:30 | 12 | 2.2326
2023-01-16 06:00 | 13 | 2.3072
2023-01-16 06:30 | 14 | 2.4947
2023-01-16 07:00 | 15 | 2.5457
2023-01-16 07:30 | 16 | 2.4469
2023-01-16 08:00 | 17 | 2.2781
2023-01-16 08:30 | 18 | 1.5789
2023-01-16 09:00 | 19 | 0.66861
2023-01-16 09:30 | 20 | 0.68274
2023-01-16 10:00 | 21 | 0.4528
2023-01-16 10:30 | 22 | 0.44025
2023-01-16 11:00 | 23 | 0.38924
2023-01-16 11:30 | 24 | 0.38924
2023-01-16 12:00 | 1 | 0.39002
2023-01-16 12:30 | 2 | 0.39002
2023-01-16 13:00 | 3 | 0.39002
2023-01-16 13:30 | 4 | 0.39002
2023-01-16 14:00 | 5 | 0.39002
2023-01-16 14:30 | 6 | 0.39002
2023-01-16 15:00 | 7 | 0.67567
2023-01-16 15:30 | 8 | 1.4337
2023-01-16 16:00 | 9 | 1.5562
2023-01-16 16:30 | 10 | 1.5868
2023-01-16 17:00 | 11 | 1.5868
2023-01-16 17:30 | 12 | 1.5883
2023-01-16 18:00 | 13 | 1.6009
2023-01-16 18:30 | 14 | 1.6009
2023-01-16 19:00 | 15 | 1.6072
2023-01-16 19:30 | 16 | 1.5797
2023-01-16 20:00 | 17 | 1.4581
2023-01-16 20:30 | 18 | 0.97702
2023-01-16 21:00 | 19 | 0.66939
2023-01-16 21:30 | 20 | 0.68352
2023-01-16 22:00 | 21 | 0.4528
2023-01-16 22:30 | 22 | 0.44025
2023-01-16 23:00 | 23 | 0.39002
2023-01-16 23:30 | 24 | 0.39002
2023-01-17 | 1 | 0.39002
2023-01-17 00:30 | 2 | 0.39002
2023-01-17 01:00 | 3 | 0.39002
2023-01-17 01:30 | 4 | 0.39002
2023-01-17 02:00 | 5 | 0.39002
2023-01-17 02:30 | 6 | 0.39002
2023-01-17 03:00 | 7 | 0.67489
2023-01-17 03:30 | 8 | 1.4345
2023-01-17 04:00 | 9 | 1.557
2023-01-17 04:30 | 10 | 1.5868
2023-01-17 05:00 | 11 | 1.5868
2023-01-17 05:30 | 12 | 1.586
2023-01-17 06:00 | 13 | 1.586
2023-01-17 06:30 | 14 | 1.5868
2023-01-17 07:00 | 15 | 1.5868
2023-01-17 07:30 | 16 | 1.5703
2023-01-17 08:00 | 17 | 1.4565
2023-01-17 08:30 | 18 | 0.97702
2023-01-17 09:00 | 19 | 0.66939
2023-01-17 09:30 | 20 | 0.68352
2023-01-17 10:00 | 21 | 0.45359
2023-01-17 10:30 | 22 | 0.44025
2023-01-17 11:00 | 23 | 0.39002
2023-01-17 11:30 | 24 | 0.39002
2023-01-17 12:00 | 1 | 0.39002
2023-01-17 12:30 | 2 | 0.39002
2023-01-17 13:00 | 3 | 0.39002
2023-01-17 13:30 | 4 | 0.39002
2023-01-17 14:00 | 5 | 0.39002
2023-01-17 14:30 | 6 | 0.39002
2023-01-17 15:00 | 7 | 0.67489
2023-01-17 15:30 | 8 | 1.4251
2023-01-17 16:00 | 9 | 1.5538
2023-01-17 16:30 | 10 | 1.5868
2023-01-17 17:00 | 11 | 1.5868
2023-01-17 17:30 | 12 | 1.586
2023-01-17 18:00 | 13 | 1.586
2023-01-17 18:30 | 14 | 1.5868
2023-01-17 19:00 | 15 | 2.3025
2023-01-17 19:30 | 16 | 2.1432
2023-01-17 20:00 | 17 | 2.1016
2023-01-17 20:30 | 18 | 1.4157
2023-01-17 21:00 | 19 | 0.66939
2023-01-17 21:30 | 20 | 0.68352
2023-01-17 22:00 | 21 | 0.4528
2023-01-17 22:30 | 22 | 0.44025
2023-01-17 23:00 | 23 | 0.39002
2023-01-17 23:30 | 24 | 0.39002
2023-01-18 | 1 | 0.39002
2023-01-18 00:30 | 2 | 0.39002
2023-01-18 01:00 | 3 | 0.39002
2023-01-18 01:30 | 4 | 0.39002
2023-01-18 02:00 | 5 | 0.39002
2023-01-18 02:30 | 6 | 0.39002
2023-01-18 03:00 | 7 | 0.67489
2023-01-18 03:30 | 8 | 1.4235
2023-01-18 04:00 | 9 | 1.5546
2023-01-18 04:30 | 10 | 1.5868
2023-01-18 05:00 | 11 | 2.2287
2023-01-18 05:30 | 12 | 2.4751
2023-01-18 06:00 | 13 | 2.6172
2023-01-18 06:30 | 14 | 2.6423
2023-01-18 07:00 | 15 | 2.6297
2023-01-18 07:30 | 16 | 2.5944
2023-01-18 08:00 | 17 | 2.3558
2023-01-18 08:30 | 18 | 1.7531
2023-01-18 09:00 | 19 | 1.4353
2023-01-18 09:30 | 20 | 1.3278
2023-01-18 10:00 | 21 | 1.1089
2023-01-18 10:30 | 22 | 0.88206
2023-01-18 11:00 | 23 | 0.77455
2023-01-18 11:30 | 24 | 0.77691
2023-01-18 12:00 | 1 | 0.68274
2023-01-18 12:30 | 2 | 0.67881
2023-01-18 13:00 | 3 | 0.68509
2023-01-18 13:30 | 4 | 0.69137
2023-01-18 14:00 | 5 | 0.69372
2023-01-18 14:30 | 6 | 0.6898
2023-01-18 15:00 | 7 | 0.69137
2023-01-18 15:30 | 8 | 0.68195
2023-01-18 16:00 | 9 | 0.68666
2023-01-18 16:30 | 10 | 0.69137
2023-01-18 17:00 | 11 | 0.69686
2023-01-18 17:30 | 12 | 0.69922
2023-01-18 18:00 | 13 | 0.70078
2023-01-18 18:30 | 14 | 0.69922
2023-01-18 19:00 | 15 | 0.69922
2023-01-18 19:30 | 16 | 0.69608
2023-01-18 20:00 | 17 | 0.69686
2023-01-18 20:30 | 18 | 0.69137
2023-01-18 21:00 | 19 | 0.68274
2023-01-18 21:30 | 20 | 0.6639
2023-01-18 22:00 | 21 | 0.6639
2023-01-18 22:30 | 22 | 0.27702
2023-01-18 23:00 | 23 | 0.29114
2023-01-18 23:30 | 24 | 0.29114
2023-01-19 | 1 | 0.29114
2023-01-19 00:30 | 2 | 0.29114
2023-01-19 01:00 | 3 | 0.29114
2023-01-19 01:30 | 4 | 0.29114
2023-01-19 02:00 | 5 | 0.29114
2023-01-19 02:30 | 6 | 0.29114
2023-01-19 03:00 | 7 | 0.29114
2023-01-19 03:30 | 8 | 0.29114
2023-01-19 04:00 | 9 | 0.29114
2023-01-19 04:30 | 10 | 0.86244
2023-01-19 05:00 | 11 | 0.67489
2023-01-19 05:30 | 12 | 0.73296
2023-01-19 06:00 | 13 | 0.77141
2023-01-19 06:30 | 14 | 0.83105
2023-01-19 07:00 | 15 | 0.82948
2023-01-19 07:30 | 16 | 0.80987
2023-01-19 08:00 | 17 | 0.83498
2023-01-19 08:30 | 18 | 0.70942
2023-01-19 09:00 | 19 | 0.67175
2023-01-19 09:30 | 20 | 0.67096
2023-01-19 10:00 | 21 | 0.67096
2023-01-19 10:30 | 22 | 0.66861
2023-01-19 11:00 | 23 | 0.66704
2023-01-19 11:30 | 24 | 0.66155
2023-01-19 12:00 | 1 | 0.76043
2023-01-19 12:30 | 2 | 0.3759
2023-01-19 13:00 | 3 | 0.38924
2023-01-19 13:30 | 4 | 0.89148
2023-01-19 14:00 | 5 | 0.76435
2023-01-19 14:30 | 6 | 0.76357
2023-01-19 15:00 | 7 | 1.1803
2023-01-19 15:30 | 8 | 1.9697
2023-01-19 16:00 | 9 | 2.1643
2023-01-19 16:30 | 10 | 2.3072
2023-01-19 17:00 | 11 | 2.4123
2023-01-19 17:30 | 12 | 2.4979
2023-01-19 18:00 | 13 | 2.4955
2023-01-19 18:30 | 14 | 2.4029
2023-01-19 19:00 | 15 | 2.3582
2023-01-19 19:30 | 16 | 2.3323
2023-01-19 20:00 | 17 | 2.1157
2023-01-19 20:30 | 18 | 1.5821
2023-01-19 21:00 | 19 | 1.2211
2023-01-19 21:30 | 20 | 1.1811
2023-01-19 22:00 | 21 | 0.95348
2023-01-19 22:30 | 22 | 0.88363
2023-01-19 23:00 | 23 | 0.7824
2023-01-19 23:30 | 24 | 0.78554
2023-01-20 | 1 | 0.79025
2023-01-20 00:30 | 2 | 0.79496
2023-01-20 01:00 | 3 | 0.79966
2023-01-20 01:30 | 4 | 0.80437
2023-01-20 02:00 | 5 | 0.80908
2023-01-20 02:30 | 6 | 0.80908
2023-01-20 03:00 | 7 | 1.7618
2023-01-20 03:30 | 8 | 2.5049
2023-01-20 04:00 | 9 | 2.6682
2023-01-20 04:30 | 10 | 2.7207
2023-01-20 05:00 | 11 | 2.7498
2023-01-20 05:30 | 12 | 2.7851
2023-01-20 06:00 | 13 | 2.7851
2023-01-20 06:30 | 14 | 2.811
2023-01-20 07:00 | 15 | 2.6172
2023-01-20 07:30 | 16 | 1.5703
2023-01-20 08:00 | 17 | 1.4565
2023-01-20 08:30 | 18 | 0.97702
2023-01-20 09:00 | 19 | 0.66939
2023-01-20 09:30 | 20 | 0.68352
2023-01-20 10:00 | 21 | 0.4528
2023-01-20 10:30 | 22 | 0.44025
2023-01-20 11:00 | 23 | 0.39002
2023-01-20 11:30 | 24 | 0.39002
2023-01-20 12:00 | 1 | 0.39002
2023-01-20 12:30 | 2 | 0.39002
2023-01-20 13:00 | 3 | 0.39002
2023-01-20 13:30 | 4 | 0.39002
2023-01-20 14:00 | 5 | 0.39002
2023-01-20 14:30 | 6 | 0.39002
2023-01-20 15:00 | 7 | 0.67489
2023-01-20 15:30 | 8 | 1.4251
2023-01-20 16:00 | 9 | 1.5546
2023-01-20 16:30 | 10 | 1.5868
2023-01-20 17:00 | 11 | 1.5868
2023-01-20 17:30 | 12 | 1.586
2023-01-20 18:00 | 13 | 1.586
2023-01-20 18:30 | 14 | 1.5868
2023-01-20 19:00 | 15 | 1.5868
2023-01-20 19:30 | 16 | 1.5703
2023-01-20 20:00 | 17 | 1.4565
2023-01-20 20:30 | 18 | 0.97702
2023-01-20 21:00 | 19 | 0.66939
2023-01-20 21:30 | 20 | 0.68352
2023-01-20 22:00 | 21 | 0.45359
2023-01-20 22:30 | 22 | 0.44103
2023-01-20 23:00 | 23 | 0.39002
2023-01-20 23:30 | 24 | 0.39002
2023-01-21 | 1 | 0.39002
2023-01-21 00:30 | 2 | 0.39002
2023-01-21 01:00 | 3 | 0.39002
2023-01-21 01:30 | 4 | 0.39002
2023-01-21 02:00 | 5 | 0.39002
2023-01-21 02:30 | 6 | 0.39002
2023-01-21 03:00 | 7 | 0.67489
2023-01-21 03:30 | 8 | 1.44
2023-01-21 04:00 | 9 | 1.5554
2023-01-21 04:30 | 10 | 1.5868
2023-01-21 05:00 | 11 | 1.5868
2023-01-21 05:30 | 12 | 1.586
2023-01-21 06:00 | 13 | 1.586
2023-01-21 06:30 | 14 | 1.5868
2023-01-21 07:00 | 15 | 1.5868
2023-01-21 07:30 | 16 | 1.5703
2023-01-21 08:00 | 17 | 1.4565
2023-01-21 08:30 | 18 | 0.97702
2023-01-21 09:00 | 19 | 0.66939
2023-01-21 09:30 | 20 | 0.68352
2023-01-21 10:00 | 21 | 0.45359
2023-01-21 10:30 | 22 | 0.44103
2023-01-21 11:00 | 23 | 0.39002
2023-01-21 11:30 | 24 | 0.39002
2023-01-21 12:00 | 1 | 0.39002
2023-01-21 12:30 | 2 | 0.39002
2023-01-21 13:00 | 3 | 0.39002
2023-01-21 13:30 | 4 | 0.39002
2023-01-21 14:00 | 5 | 0.39002
2023-01-21 14:30 | 6 | 0.39002
2023-01-21 15:00 | 7 | 0.67489
2023-01-21 15:30 | 8 | 1.4298
2023-01-21 16:00 | 9 | 1.5546
2023-01-21 16:30 | 10 | 1.5868
2023-01-21 17:00 | 11 | 1.5868
2023-01-21 17:30 | 12 | 1.586
2023-01-21 18:00 | 13 | 2.4492
2023-01-21 18:30 | 14 | 2.195
2023-01-21 19:00 | 15 | 2.2515
2023-01-21 19:30 | 16 | 2.1753
2023-01-21 20:00 | 17 | 2.0082
2023-01-21 20:30 | 18 | 1.4173
2023-01-21 21:00 | 19 | 0.66939
2023-01-21 21:30 | 20 | 0.68352
2023-01-21 22:00 | 21 | 0.4528
2023-01-21 22:30 | 22 | 0.44025
2023-01-21 23:00 | 23 | 0.38924
2023-01-21 23:30 | 24 | 0.38924
2023-01-22 | 1 | 0.29114
2023-01-22 00:30 | 2 | 0.29114
2023-01-22 01:00 | 3 | 0.29114
2023-01-22 01:30 | 4 | 0.29114
2023-01-22 02:00 | 5 | 0.29114
2023-01-22 02:30 | 6 | 0.29114
2023-01-22 03:00 | 7 | 0.29114
2023-01-22 03:30 | 8 | 0.29114
2023-01-22 04:00 | 9 | 0.29114
2023-01-22 04:30 | 10 | 0.29114
2023-01-22 05:00 | 11 | 0.29114
2023-01-22 05:30 | 12 | 0.29036
2023-01-22 06:00 | 13 | 0.84439
2023-01-22 06:30 | 14 | 0.66312
2023-01-22 07:00 | 15 | 0.66155
2023-01-22 07:30 | 16 | 0.66312
2023-01-22 08:00 | 17 | 0.66155
2023-01-22 08:30 | 18 | 0.27702
2023-01-22 09:00 | 19 | 0.27702
2023-01-22 09:30 | 20 | 0.29114
2023-01-22 10:00 | 21 | 0.29114
2023-01-22 10:30 | 22 | 0.29114
2023-01-22 11:00 | 23 | 0.29114
2023-01-22 11:30 | 24 | 0.29114
2023-01-22 12:00 | 1 | 0.29114
2023-01-22 12:30 | 2 | 0.29114
2023-01-22 13:00 | 3 | 0.29114
2023-01-22 13:30 | 4 | 0.29114
2023-01-22 14:00 | 5 | 0.29114
2023-01-22 14:30 | 6 | 0.29114
2023-01-22 15:00 | 7 | 0.29114
2023-01-22 15:30 | 8 | 0.29114
2023-01-22 16:00 | 9 | 0.29114
2023-01-22 16:30 | 10 | 0.29036
2023-01-22 17:00 | 11 | 0.85774
2023-01-22 17:30 | 12 | 0.68352
2023-01-22 18:00 | 13 | 0.66861
2023-01-22 18:30 | 14 | 0.67253
2023-01-22 19:00 | 15 | 0.67803
2023-01-22 19:30 | 16 | 0.67803
2023-01-22 20:00 | 17 | 0.67646
2023-01-22 20:30 | 18 | 0.67489
2023-01-22 21:00 | 19 | 0.67724
2023-01-22 21:30 | 20 | 0.66861
2023-01-22 22:00 | 21 | 0.68274
2023-01-22 22:30 | 22 | 0.67646
2023-01-22 23:00 | 23 | 0.67724
2023-01-22 23:30 | 24 | 0.29114
2023-01-23 | 1 | 0.80437
2023-01-23 00:30 | 2 | 0.78554
2023-01-23 01:00 | 3 | 0.78554
2023-01-23 01:30 | 4 | 0.78711
2023-01-23 02:00 | 5 | 0.80908
2023-01-23 02:30 | 6 | 0.80908
2023-01-23 03:00 | 7 | 1.5993
2023-01-23 03:30 | 8 | 2.3205
2023-01-23 04:00 | 9 | 2.4547
2023-01-23 04:30 | 10 | 2.5928
2023-01-23 05:00 | 11 | 2.6376
2023-01-23 05:30 | 12 | 2.6862
2023-01-23 06:00 | 13 | 2.7098
2023-01-23 06:30 | 14 | 2.7498
2023-01-23 07:00 | 15 | 2.7459
2023-01-23 07:30 | 16 | 2.7192
2023-01-23 08:00 | 17 | 2.6054
2023-01-23 08:30 | 18 | 2.1047
2023-01-23 09:00 | 19 | 1.7916
2023-01-23 09:30 | 20 | 1.7971
2023-01-23 10:00 | 21 | 1.5601
2023-01-23 10:30 | 22 | 1.5444
2023-01-23 11:00 | 23 | 0.81614
2023-01-23 11:30 | 24 | 0.79574
2023-01-23 12:00 | 1 | 0.79652
2023-01-23 12:30 | 2 | 0.79652
2023-01-23 13:00 | 3 | 0.79574
2023-01-23 13:30 | 4 | 0.79574
2023-01-23 14:00 | 5 | 0.79574
2023-01-23 14:30 | 6 | 0.79574
2023-01-23 15:00 | 7 | 1.7484
2023-01-23 15:30 | 8 | 2.5136
2023-01-23 16:00 | 9 | 2.6917
2023-01-23 16:30 | 10 | 2.76
2023-01-23 17:00 | 11 | 2.7922
2023-01-23 17:30 | 12 | 2.7835
2023-01-23 18:00 | 13 | 2.8157
2023-01-23 18:30 | 14 | 2.8463
2023-01-23 19:00 | 15 | 2.8628
2023-01-23 19:30 | 16 | 2.9169
2023-01-23 20:00 | 17 | 2.7121
2023-01-23 20:30 | 18 | 2.1965
2023-01-23 21:00 | 19 | 1.8497
2023-01-23 21:30 | 20 | 1.8434
2023-01-23 22:00 | 21 | 1.5938
2023-01-23 22:30 | 22 | 1.5766
2023-01-23 23:00 | 23 | 0.82321
2023-01-23 23:30 | 24 | 0.79966
2023-01-24 | 1 | 0.77612
2023-01-24 00:30 | 2 | 0.3759
2023-01-24 01:00 | 3 | 0.3759
2023-01-24 01:30 | 4 | 0.38924
2023-01-24 02:00 | 5 | 0.39002
2023-01-24 02:30 | 6 | 0.39002
2023-01-24 03:00 | 7 | 0.67489
2023-01-24 03:30 | 8 | 1.4196
2023-01-24 04:00 | 9 | 1.5538
2023-01-24 04:30 | 10 | 1.5868
2023-01-24 05:00 | 11 | 1.5868
2023-01-24 05:30 | 12 | 1.586
2023-01-24 06:00 | 13 | 1.586
2023-01-24 06:30 | 14 | 1.5868
2023-01-24 07:00 | 15 | 1.5868
2023-01-24 07:30 | 16 | 1.5703
2023-01-24 08:00 | 17 | 1.4565
2023-01-24 08:30 | 18 | 0.97702
2023-01-24 09:00 | 19 | 0.66939
2023-01-24 09:30 | 20 | 0.68352
2023-01-24 10:00 | 21 | 0.45359
2023-01-24 10:30 | 22 | 0.44103
2023-01-24 11:00 | 23 | 0.39002
2023-01-24 11:30 | 24 | 0.39002
2023-01-24 12:00 | 1 | 0.39002
2023-01-24 12:30 | 2 | 0.39002
2023-01-24 13:00 | 3 | 0.39002
2023-01-24 13:30 | 4 | 0.39002
2023-01-24 14:00 | 5 | 0.39002
2023-01-24 14:30 | 6 | 0.39002
2023-01-24 15:00 | 7 | 0.67567
2023-01-24 15:30 | 8 | 1.4479
2023-01-24 16:00 | 9 | 1.557
2023-01-24 16:30 | 10 | 1.5868
2023-01-24 17:00 | 11 | 1.5868
2023-01-24 17:30 | 12 | 1.586
2023-01-24 18:00 | 13 | 1.586
2023-01-24 18:30 | 14 | 1.5868
2023-01-24 19:00 | 15 | 1.593
2023-01-24 19:30 | 16 | 1.5726
2023-01-24 20:00 | 17 | 1.4636
2023-01-24 20:30 | 18 | 0.97702
2023-01-24 21:00 | 19 | 0.66939
2023-01-24 21:30 | 20 | 0.68352
2023-01-24 22:00 | 21 | 0.4528
2023-01-24 22:30 | 22 | 0.44025
2023-01-24 23:00 | 23 | 0.39002
2023-01-24 23:30 | 24 | 0.39002
2023-01-25 | 1 | 0.39002
2023-01-25 00:30 | 2 | 0.39002
2023-01-25 01:00 | 3 | 0.39002
2023-01-25 01:30 | 4 | 0.39002
2023-01-25 02:00 | 5 | 0.39002
2023-01-25 02:30 | 6 | 0.39002
2023-01-25 03:00 | 7 | 0.67489
2023-01-25 03:30 | 8 | 1.422
2023-01-25 04:00 | 9 | 1.5538
2023-01-25 04:30 | 10 | 1.5868
2023-01-25 05:00 | 11 | 1.5868
2023-01-25 05:30 | 12 | 1.586
2023-01-25 06:00 | 13 | 1.586
2023-01-25 06:30 | 14 | 1.5868
2023-01-25 07:00 | 15 | 2.2279
2023-01-25 07:30 | 16 | 2.0152
2023-01-25 08:00 | 17 | 1.9015
2023-01-25 08:30 | 18 | 1.422
2023-01-25 09:00 | 19 | 1.1151
2023-01-25 09:30 | 20 | 1.1865
2023-01-25 10:00 | 21 | 1.01
2023-01-25 10:30 | 22 | 1.083
2023-01-25 11:00 | 23 | 0.79417
2023-01-25 11:30 | 24 | 0.79966
2023-01-25 12:00 | 1 | 0.70078
2023-01-25 12:30 | 2 | 0.70078
2023-01-25 13:00 | 3 | 0.70157
2023-01-25 13:30 | 4 | 0.70628
2023-01-25 14:00 | 5 | 0.70549
2023-01-25 14:30 | 6 | 0.70392
2023-01-25 15:00 | 7 | 0.71413
2023-01-25 15:30 | 8 | 0.70942
2023-01-25 16:00 | 9 | 0.69765
2023-01-25 16:30 | 10 | 0.69765
2023-01-25 17:00 | 11 | 0.69922
2023-01-25 17:30 | 12 | 0.7
2023-01-25 18:00 | 13 | 0.70157
2023-01-25 18:30 | 14 | 0.79731
2023-01-25 19:00 | 15 | 0.83105
2023-01-25 19:30 | 16 | 0.80987
2023-01-25 20:00 | 17 | 0.91424
2023-01-25 20:30 | 18 | 0.81143
2023-01-25 21:00 | 19 | 0.70942
2023-01-25 21:30 | 20 | 0.70706
2023-01-25 22:00 | 21 | 0.70628
2023-01-25 22:30 | 22 | 0.70471
2023-01-25 23:00 | 23 | 0.70392
2023-01-25 23:30 | 24 | 0.70235
2023-01-26 | 1 | 0.69137
2023-01-26 00:30 | 2 | 0.70235
2023-01-26 01:00 | 3 | 0.70235
2023-01-26 01:30 | 4 | 0.70235
2023-01-26 02:00 | 5 | 0.70157
2023-01-26 02:30 | 6 | 0.70157
2023-01-26 03:00 | 7 | 0.70235
2023-01-26 03:30 | 8 | 0.70157
2023-01-26 04:00 | 9 | 0.70157
2023-01-26 04:30 | 10 | 0.70314
2023-01-26 05:00 | 11 | 0.70392
2023-01-26 05:30 | 12 | 0.70392
2023-01-26 06:00 | 13 | 0.70549
2023-01-26 06:30 | 14 | 0.70706
2023-01-26 07:00 | 15 | 0.70785
2023-01-26 07:30 | 16 | 0.70863
2023-01-26 08:00 | 17 | 0.7102
2023-01-26 08:30 | 18 | 0.7102
2023-01-26 09:00 | 19 | 0.7102
2023-01-26 09:30 | 20 | 0.7102
2023-01-26 10:00 | 21 | 0.70942
2023-01-26 10:30 | 22 | 0.70942
2023-01-26 11:00 | 23 | 0.70942
2023-01-26 11:30 | 24 | 0.70863
2023-01-26 12:00 | 1 | 0.70863
2023-01-26 12:30 | 2 | 0.70863
2023-01-26 13:00 | 3 | 0.70863
2023-01-26 13:30 | 4 | 0.70863
2023-01-26 14:00 | 5 | 0.70863
2023-01-26 14:30 | 6 | 0.70785
2023-01-26 15:00 | 7 | 0.70706
2023-01-26 15:30 | 8 | 0.70549
2023-01-26 16:00 | 9 | 0.70549
2023-01-26 16:30 | 10 | 0.70863
2023-01-26 17:00 | 11 | 0.75101
2023-01-26 17:30 | 12 | 0.86244
2023-01-26 18:00 | 13 | 0.9009
2023-01-26 18:30 | 14 | 0.94955
2023-01-26 19:00 | 15 | 0.96525
2023-01-26 19:30 | 16 | 1.1293
2023-01-26 20:00 | 17 | 1.1293
2023-01-26 20:30 | 18 | 0.98643
2023-01-26 21:00 | 19 | 0.7102
2023-01-26 21:30 | 20 | 0.68666
2023-01-26 22:00 | 21 | 0.70628
2023-01-26 22:30 | 22 | 0.71256
2023-01-26 23:00 | 23 | 0.7102
2023-01-26 23:30 | 24 | 0.70863
2023-01-27 | 1 | 0.79417
2023-01-27 00:30 | 2 | 0.80673
2023-01-27 01:00 | 3 | 0.78475
2023-01-27 01:30 | 4 | 0.76827
2023-01-27 02:00 | 5 | 0.76749
2023-01-27 02:30 | 6 | 0.76357
2023-01-27 03:00 | 7 | 1.2022
2023-01-27 03:30 | 8 | 2.2852
2023-01-27 04:00 | 9 | 2.5842
2023-01-27 04:30 | 10 | 2.7529
2023-01-27 05:00 | 11 | 2.7443
2023-01-27 05:30 | 12 | 2.7615
2023-01-27 06:00 | 13 | 2.851
2023-01-27 06:30 | 14 | 2.884
2023-01-27 07:00 | 15 | 2.9303
2023-01-27 07:30 | 16 | 2.9263
2023-01-27 08:00 | 17 | 2.7867
2023-01-27 08:30 | 18 | 2.1871
2023-01-27 09:00 | 19 | 1.7932
2023-01-27 09:30 | 20 | 1.7163
2023-01-27 10:00 | 21 | 1.5413
2023-01-27 10:30 | 22 | 1.5876
2023-01-27 11:00 | 23 | 0.82791
2023-01-27 11:30 | 24 | 0.8028
2023-01-27 12:00 | 1 | 0.8028
2023-01-27 12:30 | 2 | 0.8028
2023-01-27 13:00 | 3 | 0.8028
2023-01-27 13:30 | 4 | 0.8028
2023-01-27 14:00 | 5 | 0.8028
2023-01-27 14:30 | 6 | 0.8028
2023-01-27 15:00 | 7 | 1.79
2023-01-27 15:30 | 8 | 2.523
2023-01-27 16:00 | 9 | 2.716
2023-01-27 16:30 | 10 | 2.767
2023-01-27 17:00 | 11 | 2.8408
2023-01-27 17:30 | 12 | 2.8785
2023-01-27 18:00 | 13 | 2.8973
2023-01-27 18:30 | 14 | 2.9083
2023-01-27 19:00 | 15 | 2.9428
2023-01-27 19:30 | 16 | 2.9193
2023-01-27 20:00 | 17 | 2.7388
2023-01-27 20:30 | 18 | 2.1251
2023-01-27 21:00 | 19 | 1.8371
2023-01-27 21:30 | 20 | 1.8434
2023-01-27 22:00 | 21 | 1.6048
2023-01-27 22:30 | 22 | 1.5726
2023-01-27 23:00 | 23 | 0.82164
2023-01-27 23:30 | 24 | 0.79025
2023-01-28 | 1 | 0.7722
2023-01-28 00:30 | 2 | 0.76749
2023-01-28 01:00 | 3 | 0.7722
2023-01-28 01:30 | 4 | 0.76749
2023-01-28 02:00 | 5 | 0.76749
2023-01-28 02:30 | 6 | 0.76278
2023-01-28 03:00 | 7 | 1.1096
2023-01-28 03:30 | 8 | 1.9831
2023-01-28 04:00 | 9 | 2.479
2023-01-28 04:30 | 10 | 2.705
2023-01-28 05:00 | 11 | 2.8306
2023-01-28 05:30 | 12 | 2.8902
2023-01-28 06:00 | 13 | 2.9012
2023-01-28 06:30 | 14 | 2.8706
2023-01-28 07:00 | 15 | 2.8926
2023-01-28 07:30 | 16 | 2.8565
2023-01-28 08:00 | 17 | 2.6791
2023-01-28 08:30 | 18 | 2.1251
2023-01-28 09:00 | 19 | 1.7649
2023-01-28 09:30 | 20 | 1.7398
2023-01-28 10:00 | 21 | 1.4675
2023-01-28 10:30 | 22 | 1.3874
2023-01-28 11:00 | 23 | 0.78318
2023-01-28 11:30 | 24 | 0.76984
2023-01-28 12:00 | 1 | 0.762
2023-01-28 12:30 | 2 | 0.3759
2023-01-28 13:00 | 3 | 0.3759
2023-01-28 13:30 | 4 | 0.3759
2023-01-28 14:00 | 5 | 0.3759
2023-01-28 14:30 | 6 | 0.38924
2023-01-28 15:00 | 7 | 0.67489
2023-01-28 15:30 | 8 | 1.4141
2023-01-28 16:00 | 9 | 1.5538
2023-01-28 16:30 | 10 | 2.6383
2023-01-28 17:00 | 11 | 2.5748
2023-01-28 17:30 | 12 | 2.643
2023-01-28 18:00 | 13 | 2.6666
2023-01-28 18:30 | 14 | 2.7066
2023-01-28 19:00 | 15 | 2.7231
2023-01-28 19:30 | 16 | 2.7082
2023-01-28 20:00 | 17 | 2.5803
2023-01-28 20:30 | 18 | 2.0482
2023-01-28 21:00 | 19 | 1.5177
2023-01-28 21:30 | 20 | 1.5444
2023-01-28 22:00 | 21 | 1.2156
2023-01-28 22:30 | 22 | 1.0979
2023-01-28 23:00 | 23 | 0.7667
2023-01-28 23:30 | 24 | 0.3759
2023-01-29 | 1 | 0.27702
2023-01-29 00:30 | 2 | 0.29114
2023-01-29 01:00 | 3 | 0.29114
2023-01-29 01:30 | 4 | 0.29114
2023-01-29 02:00 | 5 | 0.29114
2023-01-29 02:30 | 6 | 0.29114
2023-01-29 03:00 | 7 | 0.29114
2023-01-29 03:30 | 8 | 0.29114
2023-01-29 04:00 | 9 | 0.29114
2023-01-29 04:30 | 10 | 0.29114
2023-01-29 05:00 | 11 | 0.27702
2023-01-29 05:30 | 12 | 0.84675
2023-01-29 06:00 | 13 | 0.69294
2023-01-29 06:30 | 14 | 0.71962
2023-01-29 07:00 | 15 | 0.7102
2023-01-29 07:30 | 16 | 0.68744
2023-01-29 08:00 | 17 | 0.67881
2023-01-29 08:30 | 18 | 0.67253
2023-01-29 09:00 | 19 | 0.66312
2023-01-29 09:30 | 20 | 0.27702
2023-01-29 10:00 | 21 | 0.27702
2023-01-29 10:30 | 22 | 0.27702
2023-01-29 11:00 | 23 | 0.27702
2023-01-29 11:30 | 24 | 0.27702
2023-01-29 12:00 | 1 | 0.29114
2023-01-29 12:30 | 2 | 0.29114
2023-01-29 13:00 | 3 | 0.29114
2023-01-29 13:30 | 4 | 0.29114
2023-01-29 14:00 | 5 | 0.29114
2023-01-29 14:30 | 6 | 0.29114
2023-01-29 15:00 | 7 | 0.29114
2023-01-29 15:30 | 8 | 0.29114
2023-01-29 16:00 | 9 | 0.8593
2023-01-29 16:30 | 10 | 0.67803
2023-01-29 17:00 | 11 | 0.69686
2023-01-29 17:30 | 12 | 0.71099
2023-01-29 18:00 | 13 | 0.77455
2023-01-29 18:30 | 14 | 0.81771
2023-01-29 19:00 | 15 | 0.81536
2023-01-29 19:30 | 16 | 0.8028
2023-01-29 20:00 | 17 | 0.93229
2023-01-29 20:30 | 18 | 0.80359
2023-01-29 21:00 | 19 | 0.68901
2023-01-29 21:30 | 20 | 0.68587
2023-01-29 22:00 | 21 | 0.68666
2023-01-29 22:30 | 22 | 0.67724
2023-01-29 23:00 | 23 | 0.67724
2023-01-29 23:30 | 24 | 0.66939
2023-01-30 | 1 | 0.3759
2023-01-30 00:30 | 2 | 0.3759
2023-01-30 01:00 | 3 | 0.3759
2023-01-30 01:30 | 4 | 0.3759
2023-01-30 02:00 | 5 | 0.3759
2023-01-30 02:30 | 6 | 0.3759
2023-01-30 03:00 | 7 | 0.67489
2023-01-30 03:30 | 8 | 1.4126
2023-01-30 04:00 | 9 | 2.6062
2023-01-30 04:30 | 10 | 2.7207
2023-01-30 05:00 | 11 | 2.7561
2023-01-30 05:30 | 12 | 2.7286
2023-01-30 06:00 | 13 | 2.7623
2023-01-30 06:30 | 14 | 2.7922
2023-01-30 07:00 | 15 | 2.7914
2023-01-30 07:30 | 16 | 2.7976
2023-01-30 08:00 | 17 | 2.6517
2023-01-30 08:30 | 18 | 2.1322
2023-01-30 09:00 | 19 | 1.8151
2023-01-30 09:30 | 20 | 1.8089
2023-01-30 10:00 | 21 | 1.5719
2023-01-30 10:30 | 22 | 1.5687
2023-01-30 11:00 | 23 | 0.82242
2023-01-30 11:30 | 24 | 0.80045
2023-01-30 12:00 | 1 | 0.80045
2023-01-30 12:30 | 2 | 0.80123
2023-01-30 13:00 | 3 | 0.80123
2023-01-30 13:30 | 4 | 0.80202
2023-01-30 14:00 | 5 | 0.80202
2023-01-30 14:30 | 6 | 0.80202
2023-01-30 15:00 | 7 | 1.8261
2023-01-30 15:30 | 8 | 2.5599
2023-01-30 16:00 | 9 | 2.7419
2023-01-30 16:30 | 10 | 2.7937
2023-01-30 17:00 | 11 | 2.7945
2023-01-30 17:30 | 12 | 2.8031
2023-01-30 18:00 | 13 | 2.7804
2023-01-30 18:30 | 14 | 2.8275
2023-01-30 19:00 | 15 | 2.8259
2023-01-30 19:30 | 16 | 2.8078
2023-01-30 20:00 | 17 | 2.6776
2023-01-30 20:30 | 18 | 2.1565
2023-01-30 21:00 | 19 | 1.841
2023-01-30 21:30 | 20 | 1.8332
2023-01-30 22:00 | 21 | 1.5828
2023-01-30 22:30 | 22 | 1.5797
2023-01-30 23:00 | 23 | 0.82478
2023-01-30 23:30 | 24 | 0.80045
2023-01-31 | 1 | 0.80123
2023-01-31 00:30 | 2 | 0.80123
2023-01-31 01:00 | 3 | 0.80202
2023-01-31 01:30 | 4 | 0.80202
2023-01-31 02:00 | 5 | 0.80202
2023-01-31 02:30 | 6 | 0.80202
2023-01-31 03:00 | 7 | 1.8081
2023-01-31 03:30 | 8 | 2.5567
2023-01-31 04:00 | 9 | 2.7388
2023-01-31 04:30 | 10 | 2.7765
2023-01-31 05:00 | 11 | 2.7804
2023-01-31 05:30 | 12 | 2.7874
2023-01-31 06:00 | 13 | 2.7882
2023-01-31 06:30 | 14 | 2.8118
2023-01-31 07:00 | 15 | 2.7929
2023-01-31 07:30 | 16 | 2.7655
2023-01-31 08:00 | 17 | 2.6226
2023-01-31 08:30 | 18 | 2.1487
2023-01-31 09:00 | 19 | 1.834
2023-01-31 09:30 | 20 | 1.8136
2023-01-31 10:00 | 21 | 1.5781
2023-01-31 10:30 | 22 | 1.5734
2023-01-31 11:00 | 23 | 0.82085
2023-01-31 11:30 | 24 | 0.79731
2023-01-31 12:00 | 1 | 0.79809
2023-01-31 12:30 | 2 | 0.79888
2023-01-31 13:00 | 3 | 0.79966
2023-01-31 13:30 | 4 | 0.79888
2023-01-31 14:00 | 5 | 0.79966
2023-01-31 14:30 | 6 | 0.79809
2023-01-31 15:00 | 7 | 1.309
2023-01-31 15:30 | 8 | 1.9619
2023-01-31 16:00 | 9 | 1.9948
2023-01-31 16:30 | 10 | 2.1471
2023-01-31 17:00 | 11 | 2.2522
2023-01-31 17:30 | 12 | 2.4123
2023-01-31 18:00 | 13 | 2.348
2023-01-31 18:30 | 14 | 2.4618
2023-01-31 19:00 | 15 | 2.4539
2023-01-31 19:30 | 16 | 2.4382
2023-01-31 20:00 | 17 | 2.3794
2023-01-31 20:30 | 18 | 1.9509
2023-01-31 21:00 | 19 | 1.4235
2023-01-31 21:30 | 20 | 1.3945
2023-01-31 22:00 | 21 | 0.88599
2023-01-31 22:30 | 22 | 0.44025
2023-01-31 23:00 | 23 | 0.38924
2023-01-31 23:30 | 24 | 0.38924
2023-02-01 | 1 | 0.38924
2023-02-01 00:30 | 2 | 0.38924
2023-02-01 01:00 | 3 | 0.39002
2023-02-01 01:30 | 4 | 0.39002
2023-02-01 02:00 | 5 | 0.39002
2023-02-01 02:30 | 6 | 0.39002
2023-02-01 03:00 | 7 | 0.67489
2023-02-01 03:30 | 8 | 1.4165
2023-02-01 04:00 | 9 | 1.5538
2023-02-01 04:30 | 10 | 1.5868
2023-02-01 05:00 | 11 | 2.37
2023-02-01 05:30 | 12 | 2.2538
2023-02-01 06:00 | 13 | 2.5238
2023-02-01 06:30 | 14 | 2.4539
2023-02-01 07:00 | 15 | 2.5654
2023-02-01 07:30 | 16 | 2.5842
2023-02-01 08:00 | 17 | 2.4602
2023-02-01 08:30 | 18 | 1.8387
2023-02-01 09:00 | 19 | 1.3207
2023-02-01 09:30 | 20 | 1.2328
2023-02-01 10:00 | 21 | 0.95112
2023-02-01 10:30 | 22 | 0.99742
2023-02-01 11:00 | 23 | 0.77691
2023-02-01 11:30 | 24 | 0.38924
2023-02-01 12:00 | 1 | 0.29114
2023-02-01 12:30 | 2 | 0.29114
2023-02-01 13:00 | 3 | 0.29114
2023-02-01 13:30 | 4 | 0.29114
2023-02-01 14:00 | 5 | 0.29114
2023-02-01 14:30 | 6 | 0.29114
2023-02-01 15:00 | 7 | 0.29114
2023-02-01 15:30 | 8 | 0.29114
2023-02-01 16:00 | 9 | 0.8648
2023-02-01 16:30 | 10 | 0.6898
2023-02-01 17:00 | 11 | 0.71334
2023-02-01 17:30 | 12 | 0.69922
2023-02-01 18:00 | 13 | 0.79182
2023-02-01 18:30 | 14 | 0.83733
2023-02-01 19:00 | 15 | 0.83105
2023-02-01 19:30 | 16 | 0.92365
2023-02-01 20:00 | 17 | 0.96132
2023-02-01 20:30 | 18 | 0.85695
2023-02-01 21:00 | 19 | 0.71099
2023-02-01 21:30 | 20 | 0.69137
2023-02-01 22:00 | 21 | 0.68666
2023-02-01 22:30 | 22 | 0.67724
2023-02-01 23:00 | 23 | 0.67803
2023-02-01 23:30 | 24 | 0.67253
2023-02-02 | 1 | 0.67332
2023-02-02 00:30 | 2 | 0.66469
2023-02-02 01:00 | 3 | 0.27702
2023-02-02 01:30 | 4 | 0.68274
2023-02-02 02:00 | 5 | 0.27702
2023-02-02 02:30 | 6 | 0.27702
2023-02-02 03:00 | 7 | 0.27702
2023-02-02 03:30 | 8 | 0.84047
2023-02-02 04:00 | 9 | 0.67332
2023-02-02 04:30 | 10 | 0.74787
2023-02-02 05:00 | 11 | 0.76357
2023-02-02 05:30 | 12 | 0.77534
2023-02-02 06:00 | 13 | 0.84518
2023-02-02 06:30 | 14 | 0.84675
2023-02-02 07:00 | 15 | 0.85617
2023-02-02 07:30 | 16 | 1.0021
2023-02-02 08:00 | 17 | 1.0445
2023-02-02 08:30 | 18 | 0.97466
2023-02-02 09:00 | 19 | 0.71962
2023-02-02 09:30 | 20 | 0.68744
2023-02-02 10:00 | 21 | 0.68352
2023-02-02 10:30 | 22 | 0.68666
2023-02-02 11:00 | 23 | 0.66939
2023-02-02 11:30 | 24 | 0.66861
2023-02-02 12:00 | 1 | 0.762
2023-02-02 12:30 | 2 | 0.7722
2023-02-02 13:00 | 3 | 0.78083
2023-02-02 13:30 | 4 | 0.77612
2023-02-02 14:00 | 5 | 0.3759
2023-02-02 14:30 | 6 | 0.3759
2023-02-02 15:00 | 7 | 1.3286
2023-02-02 15:30 | 8 | 1.9438
2023-02-02 16:00 | 9 | 2.5607
2023-02-02 16:30 | 10 | 2.6878
2023-02-02 17:00 | 11 | 2.7537
2023-02-02 17:30 | 12 | 2.7623
2023-02-02 18:00 | 13 | 2.7459
2023-02-02 18:30 | 14 | 2.7482
2023-02-02 19:00 | 15 | 2.767
2023-02-02 19:30 | 16 | 2.7788
2023-02-02 20:00 | 17 | 2.6446
2023-02-02 20:30 | 18 | 2.1691
2023-02-02 21:00 | 19 | 1.8387
2023-02-02 21:30 | 20 | 1.8457
2023-02-02 22:00 | 21 | 1.6111
2023-02-02 22:30 | 22 | 1.5938
2023-02-02 23:00 | 23 | 0.8287
2023-02-02 23:30 | 24 | 0.80359
2023-02-03 | 1 | 0.80516
2023-02-03 00:30 | 2 | 0.80516
2023-02-03 01:00 | 3 | 0.80516
2023-02-03 01:30 | 4 | 0.80594
2023-02-03 02:00 | 5 | 0.80673
2023-02-03 02:30 | 6 | 0.80673
2023-02-03 03:00 | 7 | 1.8873
2023-02-03 03:30 | 8 | 2.5881
2023-02-03 04:00 | 9 | 2.8024
2023-02-03 04:30 | 10 | 2.8369
2023-02-03 05:00 | 11 | 2.8447
2023-02-03 05:30 | 12 | 2.8659
2023-02-03 06:00 | 13 | 2.7576
2023-02-03 06:30 | 14 | 2.7694
2023-02-03 07:00 | 15 | 2.8165
2023-02-03 07:30 | 16 | 2.7451
2023-02-03 08:00 | 17 | 2.6234
2023-02-03 08:30 | 18 | 2.1298
2023-02-03 09:00 | 19 | 1.7877
2023-02-03 09:30 | 20 | 1.7657
2023-02-03 10:00 | 21 | 1.4675
2023-02-03 10:30 | 22 | 1.4471
2023-02-03 11:00 | 23 | 0.78946
2023-02-03 11:30 | 24 | 0.77691
2023-02-03 12:00 | 1 | 0.77691
2023-02-03 12:30 | 2 | 0.77534
2023-02-03 13:00 | 3 | 0.77298
2023-02-03 13:30 | 4 | 0.77141
2023-02-03 14:00 | 5 | 0.76984
2023-02-03 14:30 | 6 | 0.76749
2023-02-03 15:00 | 7 | 1.3341
2023-02-03 15:30 | 8 | 2.0058
2023-02-03 16:00 | 9 | 2.4398
2023-02-03 16:30 | 10 | 2.6281
2023-02-03 17:00 | 11 | 2.6376
2023-02-03 17:30 | 12 | 2.6517
2023-02-03 18:00 | 13 | 2.6776
2023-02-03 18:30 | 14 | 2.6988
2023-02-03 19:00 | 15 | 2.7105
2023-02-03 19:30 | 16 | 2.7011
2023-02-03 20:00 | 17 | 2.6007
2023-02-03 20:30 | 18 | 2.0772
2023-02-03 21:00 | 19 | 1.6119
2023-02-03 21:30 | 20 | 1.371
2023-02-03 22:00 | 21 | 0.94406
2023-02-03 22:30 | 22 | 0.99742
2023-02-03 23:00 | 23 | 0.3759
2023-02-03 23:30 | 24 | 0.3759
2023-02-04 | 1 | 0.3759
2023-02-04 00:30 | 2 | 0.38924
2023-02-04 01:00 | 3 | 0.39002
2023-02-04 01:30 | 4 | 0.39002
2023-02-04 02:00 | 5 | 0.39002
2023-02-04 02:30 | 6 | 0.39002
2023-02-04 03:00 | 7 | 0.67489
2023-02-04 03:30 | 8 | 1.4133
2023-02-04 04:00 | 9 | 2.6062
2023-02-04 04:30 | 10 | 2.6721
2023-02-04 05:00 | 11 | 2.7325
2023-02-04 05:30 | 12 | 2.771
2023-02-04 06:00 | 13 | 2.7647
2023-02-04 06:30 | 14 | 2.7914
2023-02-04 07:00 | 15 | 2.8165
2023-02-04 07:30 | 16 | 2.8926
2023-02-04 08:00 | 17 | 2.7074
2023-02-04 08:30 | 18 | 2.1785
2023-02-04 09:00 | 19 | 1.7508
2023-02-04 09:30 | 20 | 1.7649
2023-02-04 10:00 | 21 | 1.5515
2023-02-04 10:30 | 22 | 1.5428
2023-02-04 11:00 | 23 | 0.82085
2023-02-04 11:30 | 24 | 0.79888
2023-02-04 12:00 | 1 | 0.80045
2023-02-04 12:30 | 2 | 0.80045
2023-02-04 13:00 | 3 | 0.80045
2023-02-04 13:30 | 4 | 0.80045
2023-02-04 14:00 | 5 | 0.79966
2023-02-04 14:30 | 6 | 0.79966
2023-02-04 15:00 | 7 | 1.772
2023-02-04 15:30 | 8 | 2.5214
2023-02-04 16:00 | 9 | 2.7325
2023-02-04 16:30 | 10 | 2.8188
2023-02-04 17:00 | 11 | 2.818
2023-02-04 17:30 | 12 | 2.8259
2023-02-04 18:00 | 13 | 2.8149
2023-02-04 18:30 | 14 | 2.8063
2023-02-04 19:00 | 15 | 2.7937
2023-02-04 19:30 | 16 | 2.7733
2023-02-04 20:00 | 17 | 2.6501
2023-02-04 20:30 | 18 | 2.1706
2023-02-04 21:00 | 19 | 1.8536
2023-02-04 21:30 | 20 | 1.8607
2023-02-04 22:00 | 21 | 1.6268
2023-02-04 22:30 | 22 | 1.6221
2023-02-04 23:00 | 23 | 0.83105
2023-02-04 23:30 | 24 | 0.80437
2023-02-05 | 1 | 0.70628
2023-02-05 00:30 | 2 | 0.70549
2023-02-05 01:00 | 3 | 0.70628
2023-02-05 01:30 | 4 | 0.70628
2023-02-05 02:00 | 5 | 0.70549
2023-02-05 02:30 | 6 | 0.70549
2023-02-05 03:00 | 7 | 0.70392
2023-02-05 03:30 | 8 | 0.70628
2023-02-05 04:00 | 9 | 0.70549
2023-02-05 04:30 | 10 | 0.70078
2023-02-05 05:00 | 11 | 0.70549
2023-02-05 05:30 | 12 | 0.73061
2023-02-05 06:00 | 13 | 0.79339
2023-02-05 06:30 | 14 | 0.85224
2023-02-05 07:00 | 15 | 0.8648
2023-02-05 07:30 | 16 | 0.92601
2023-02-05 08:00 | 17 | 0.8648
2023-02-05 08:30 | 18 | 0.77141
2023-02-05 09:00 | 19 | 0.69529
2023-02-05 09:30 | 20 | 0.68744
2023-02-05 10:00 | 21 | 0.68352
2023-02-05 10:30 | 22 | 0.67803
2023-02-05 11:00 | 23 | 0.67489
2023-02-05 11:30 | 24 | 0.67096
2023-02-05 12:00 | 1 | 0.66861
2023-02-05 12:30 | 2 | 0.66547
2023-02-05 13:00 | 3 | 0.66155
2023-02-05 13:30 | 4 | 0.27702
2023-02-05 14:00 | 5 | 0.27702
2023-02-05 14:30 | 6 | 0.27702
2023-02-05 15:00 | 7 | 0.27702
2023-02-05 15:30 | 8 | 0.27702
2023-02-05 16:00 | 9 | 0.8491
2023-02-05 16:30 | 10 | 0.7157
2023-02-05 17:00 | 11 | 0.72433
2023-02-05 17:30 | 12 | 0.74473
2023-02-05 18:00 | 13 | 0.79025
2023-02-05 18:30 | 14 | 0.82713
2023-02-05 19:00 | 15 | 0.8389
2023-02-05 19:30 | 16 | 1.0257
2023-02-05 20:00 | 17 | 0.94249
2023-02-05 20:30 | 18 | 0.82007
2023-02-05 21:00 | 19 | 0.69843
2023-02-05 21:30 | 20 | 0.67803
2023-02-05 22:00 | 21 | 0.66939
2023-02-05 22:30 | 22 | 0.66312
2023-02-05 23:00 | 23 | 0.27702
2023-02-05 23:30 | 24 | 0.27702
2023-02-06 | 1 | 0.3759
2023-02-06 00:30 | 2 | 0.3759
2023-02-06 01:00 | 3 | 0.3759
2023-02-06 01:30 | 4 | 0.3759
2023-02-06 02:00 | 5 | 0.3759
2023-02-06 02:30 | 6 | 0.3759
2023-02-06 03:00 | 7 | 0.67489
2023-02-06 03:30 | 8 | 1.4126
2023-02-06 04:00 | 9 | 1.5538
2023-02-06 04:30 | 10 | 1.5883
2023-02-06 05:00 | 11 | 2.2334
2023-02-06 05:30 | 12 | 2.1479
2023-02-06 06:00 | 13 | 2.275
2023-02-06 06:30 | 14 | 2.3911
2023-02-06 07:00 | 15 | 2.5089
2023-02-06 07:30 | 16 | 2.4563
2023-02-06 08:00 | 17 | 2.3488
2023-02-06 08:30 | 18 | 1.7241
2023-02-06 09:00 | 19 | 1.101
2023-02-06 09:30 | 20 | 0.68352
2023-02-06 10:00 | 21 | 0.4528
2023-02-06 10:30 | 22 | 0.44025
2023-02-06 11:00 | 23 | 0.39002
2023-02-06 11:30 | 24 | 0.39002
2023-02-06 12:00 | 1 | 0.39002
2023-02-06 12:30 | 2 | 0.39002
2023-02-06 13:00 | 3 | 0.39002
2023-02-06 13:30 | 4 | 0.39002
2023-02-06 14:00 | 5 | 0.39002
2023-02-06 14:30 | 6 | 0.39002
2023-02-06 15:00 | 7 | 0.67489
2023-02-06 15:30 | 8 | 1.4149
2023-02-06 16:00 | 9 | 2.2656
2023-02-06 16:30 | 10 | 2.4186
2023-02-06 17:00 | 11 | 2.5677
2023-02-06 17:30 | 12 | 2.6187
2023-02-06 18:00 | 13 | 2.6446
2023-02-06 18:30 | 14 | 2.6368
2023-02-06 19:00 | 15 | 2.6438
2023-02-06 19:30 | 16 | 2.6289
2023-02-06 20:00 | 17 | 2.4994
2023-02-06 20:30 | 18 | 1.874
2023-02-06 21:00 | 19 | 1.3757
2023-02-06 21:30 | 20 | 1.3992
2023-02-06 22:00 | 21 | 1.1677
2023-02-06 22:30 | 22 | 1.0994
2023-02-06 23:00 | 23 | 0.77063
2023-02-06 23:30 | 24 | 0.76592
2023-02-07 | 1 | 0.76592
2023-02-07 00:30 | 2 | 0.76592
2023-02-07 01:00 | 3 | 0.76357
2023-02-07 01:30 | 4 | 0.76357
2023-02-07 02:00 | 5 | 0.76357
2023-02-07 02:30 | 6 | 0.762
2023-02-07 03:00 | 7 | 1.2376
2023-02-07 03:30 | 8 | 1.9093
2023-02-07 04:00 | 9 | 2.1683
2023-02-07 04:30 | 10 | 2.2522
2023-02-07 05:00 | 11 | 2.4712
2023-02-07 05:30 | 12 | 2.4578
2023-02-07 06:00 | 13 | 2.5928
2023-02-07 06:30 | 14 | 2.5575
2023-02-07 07:00 | 15 | 2.5081
2023-02-07 07:30 | 16 | 2.5481
2023-02-07 08:00 | 17 | 2.3221
2023-02-07 08:30 | 18 | 1.7947
2023-02-07 09:00 | 19 | 1.4345
2023-02-07 09:30 | 20 | 1.3961
2023-02-07 10:00 | 21 | 1.1685
2023-02-07 10:30 | 22 | 1.0994
2023-02-07 11:00 | 23 | 0.77063
2023-02-07 11:30 | 24 | 0.76435
2023-02-07 12:00 | 1 | 0.78083
2023-02-07 12:30 | 2 | 0.78083
2023-02-07 13:00 | 3 | 0.78554
2023-02-07 13:30 | 4 | 0.79025
2023-02-07 14:00 | 5 | 0.79496
2023-02-07 14:30 | 6 | 0.79966
2023-02-07 15:00 | 7 | 1.7068
2023-02-07 15:30 | 8 | 2.4649
2023-02-07 16:00 | 9 | 2.6533
2023-02-07 16:30 | 10 | 2.7121
2023-02-07 17:00 | 11 | 2.7074
2023-02-07 17:30 | 12 | 2.7105
2023-02-07 18:00 | 13 | 2.7074
2023-02-07 18:30 | 14 | 2.7325
2023-02-07 19:00 | 15 | 2.7247
2023-02-07 19:30 | 16 | 2.7223
2023-02-07 20:00 | 17 | 2.6054
2023-02-07 20:30 | 18 | 2.0357
2023-02-07 21:00 | 19 | 1.7688
2023-02-07 21:30 | 20 | 1.7806
2023-02-07 22:00 | 21 | 1.4981
2023-02-07 22:30 | 22 | 1.4416
2023-02-07 23:00 | 23 | 0.77848
2023-02-07 23:30 | 24 | 0.76278
2023-02-08 | 1 | 0.38924
2023-02-08 00:30 | 2 | 0.38924
2023-02-08 01:00 | 3 | 0.38924
2023-02-08 01:30 | 4 | 0.38924
2023-02-08 02:00 | 5 | 0.38924
2023-02-08 02:30 | 6 | 0.38924
2023-02-08 03:00 | 7 | 0.67489
2023-02-08 03:30 | 8 | 1.4157
2023-02-08 04:00 | 9 | 1.5538
2023-02-08 04:30 | 10 | 1.5868
2023-02-08 05:00 | 11 | 1.5868
2023-02-08 05:30 | 12 | 1.586
2023-02-08 06:00 | 13 | 1.586
2023-02-08 06:30 | 14 | 1.5868
2023-02-08 07:00 | 15 | 2.2279
2023-02-08 07:30 | 16 | 2.0152
2023-02-08 08:00 | 17 | 1.9062
2023-02-08 08:30 | 18 | 1.422
2023-02-08 09:00 | 19 | 0.66939
2023-02-08 09:30 | 20 | 0.68352
2023-02-08 10:00 | 21 | 0.4528
2023-02-08 10:30 | 22 | 0.44025
2023-02-08 11:00 | 23 | 0.39002
2023-02-08 11:30 | 24 | 0.39002
2023-02-08 12:00 | 1 | 0.29114
2023-02-08 12:30 | 2 | 0.29114
2023-02-08 13:00 | 3 | 0.29114
2023-02-08 13:30 | 4 | 0.29114
2023-02-08 14:00 | 5 | 0.29114
2023-02-08 14:30 | 6 | 0.29114
2023-02-08 15:00 | 7 | 0.29114
2023-02-08 15:30 | 8 | 0.29114
2023-02-08 16:00 | 9 | 0.29114
2023-02-08 16:30 | 10 | 0.85852
2023-02-08 17:00 | 11 | 0.67096
2023-02-08 17:30 | 12 | 0.66939
2023-02-08 18:00 | 13 | 0.67253
2023-02-08 18:30 | 14 | 0.70314
2023-02-08 19:00 | 15 | 0.71413
2023-02-08 19:30 | 16 | 0.69843
2023-02-08 20:00 | 17 | 0.76278
2023-02-08 20:30 | 18 | 0.73688
2023-02-08 21:00 | 19 | 0.67018
2023-02-08 21:30 | 20 | 0.66312
2023-02-08 22:00 | 21 | 0.27702
2023-02-08 22:30 | 22 | 0.27702
2023-02-08 23:00 | 23 | 0.27702
2023-02-08 23:30 | 24 | 0.27702
2023-02-09 | 1 | 0.29114
2023-02-09 00:30 | 2 | 0.29114
2023-02-09 01:00 | 3 | 0.29114
2023-02-09 01:30 | 4 | 0.29114
2023-02-09 02:00 | 5 | 0.29114
2023-02-09 02:30 | 6 | 0.29114
2023-02-09 03:00 | 7 | 0.29114
2023-02-09 03:30 | 8 | 0.85774
2023-02-09 04:00 | 9 | 0.67489
2023-02-09 04:30 | 10 | 0.71648
2023-02-09 05:00 | 11 | 0.73453
2023-02-09 05:30 | 12 | 0.69843
2023-02-09 06:00 | 13 | 0.70706
2023-02-09 06:30 | 14 | 0.76827
2023-02-09 07:00 | 15 | 0.77298
2023-02-09 07:30 | 16 | 0.85224
2023-02-09 08:00 | 17 | 0.87578
2023-02-09 08:30 | 18 | 0.80594
2023-02-09 09:00 | 19 | 0.69137
2023-02-09 09:30 | 20 | 0.68352
2023-02-09 10:00 | 21 | 0.68195
2023-02-09 10:30 | 22 | 0.67646
2023-02-09 11:00 | 23 | 0.67096
2023-02-09 11:30 | 24 | 0.66939
2023-02-09 12:00 | 1 | 0.76749
2023-02-09 12:30 | 2 | 0.76435
2023-02-09 13:00 | 3 | 0.76592
2023-02-09 13:30 | 4 | 0.3759
2023-02-09 14:00 | 5 | 0.3759
2023-02-09 14:30 | 6 | 0.3759
2023-02-09 15:00 | 7 | 0.66076
2023-02-09 15:30 | 8 | 2.3001
2023-02-09 16:00 | 9 | 2.5834
2023-02-09 16:30 | 10 | 2.6682
2023-02-09 17:00 | 11 | 2.6886
2023-02-09 17:30 | 12 | 2.6893
2023-02-09 18:00 | 13 | 2.7294
2023-02-09 18:30 | 14 | 2.7663
2023-02-09 19:00 | 15 | 2.8173
2023-02-09 19:30 | 16 | 2.8377
2023-02-09 20:00 | 17 | 2.7152
2023-02-09 20:30 | 18 | 2.1581
2023-02-09 21:00 | 19 | 1.7665
2023-02-09 21:30 | 20 | 1.7147
2023-02-09 22:00 | 21 | 1.5114
2023-02-09 22:30 | 22 | 1.4887
2023-02-09 23:00 | 23 | 0.80516
2023-02-09 23:30 | 24 | 0.78632
2023-02-10 | 1 | 0.79025
2023-02-10 00:30 | 2 | 0.78554
2023-02-10 01:00 | 3 | 0.78554
2023-02-10 01:30 | 4 | 0.78083
2023-02-10 02:00 | 5 | 0.76749
2023-02-10 02:30 | 6 | 0.76749
2023-02-10 03:00 | 7 | 1.3294
2023-02-10 03:30 | 8 | 2.4728
2023-02-10 04:00 | 9 | 2.6799
2023-02-10 04:30 | 10 | 2.7302
2023-02-10 05:00 | 11 | 2.7262
2023-02-10 05:30 | 12 | 2.7341
2023-02-10 06:00 | 13 | 2.7419
2023-02-10 06:30 | 14 | 2.7655
2023-02-10 07:00 | 15 | 2.789
2023-02-10 07:30 | 16 | 2.7561
2023-02-10 08:00 | 17 | 2.6226
2023-02-10 08:30 | 18 | 2.129
2023-02-10 09:00 | 19 | 1.7845
2023-02-10 09:30 | 20 | 1.7869
2023-02-10 10:00 | 21 | 1.5577
2023-02-10 10:30 | 22 | 1.5538
2023-02-10 11:00 | 23 | 0.82007
2023-02-10 11:30 | 24 | 0.79888
2023-02-10 12:00 | 1 | 0.80045
2023-02-10 12:30 | 2 | 0.80123
2023-02-10 13:00 | 3 | 0.80123
2023-02-10 13:30 | 4 | 0.80123
2023-02-10 14:00 | 5 | 0.80123
2023-02-10 14:30 | 6 | 0.8028
2023-02-10 15:00 | 7 | 1.8238
2023-02-10 15:30 | 8 | 2.5591
2023-02-10 16:00 | 9 | 2.7396
2023-02-10 16:30 | 10 | 2.7914
2023-02-10 17:00 | 11 | 2.7953
2023-02-10 17:30 | 12 | 2.8133
2023-02-10 18:00 | 13 | 2.8188
2023-02-10 18:30 | 14 | 2.8353
2023-02-10 19:00 | 15 | 2.8502
2023-02-10 19:30 | 16 | 2.8502
2023-02-10 20:00 | 17 | 2.7435
2023-02-10 20:30 | 18 | 2.2169
2023-02-10 21:00 | 19 | 1.8701
2023-02-10 21:30 | 20 | 1.8638
2023-02-10 22:00 | 21 | 1.6409
2023-02-10 22:30 | 22 | 1.6095
2023-02-10 23:00 | 23 | 0.83027
2023-02-10 23:30 | 24 | 0.80359
2023-02-11 | 1 | 0.80516
2023-02-11 00:30 | 2 | 0.80594
2023-02-11 01:00 | 3 | 0.80594
2023-02-11 01:30 | 4 | 0.80673
2023-02-11 02:00 | 5 | 0.80673
2023-02-11 02:30 | 6 | 0.80673
2023-02-11 03:00 | 7 | 1.9054
2023-02-11 03:30 | 8 | 2.5991
2023-02-11 04:00 | 9 | 2.8204
2023-02-11 04:30 | 10 | 2.8714
2023-02-11 05:00 | 11 | 2.8989
2023-02-11 05:30 | 12 | 2.9059
2023-02-11 06:00 | 13 | 2.8753
2023-02-11 06:30 | 14 | 2.9114
2023-02-11 07:00 | 15 | 2.88
2023-02-11 07:30 | 16 | 2.8863
2023-02-11 08:00 | 17 | 2.7615
2023-02-11 08:30 | 18 | 2.2538
2023-02-11 09:00 | 19 | 1.9352
2023-02-11 09:30 | 20 | 1.9109
2023-02-11 10:00 | 21 | 1.6927
2023-02-11 10:30 | 22 | 1.6747
2023-02-11 11:00 | 23 | 0.83969
2023-02-11 11:30 | 24 | 0.8083
2023-02-11 12:00 | 1 | 0.80987
2023-02-11 12:30 | 2 | 0.80987
2023-02-11 13:00 | 3 | 0.80908
2023-02-11 13:30 | 4 | 0.81065
2023-02-11 14:00 | 5 | 0.80987
2023-02-11 14:30 | 6 | 0.80987
2023-02-11 15:00 | 7 | 1.9274
2023-02-11 15:30 | 8 | 2.6297
2023-02-11 16:00 | 9 | 2.84
2023-02-11 16:30 | 10 | 2.8926
2023-02-11 17:00 | 11 | 2.9256
2023-02-11 17:30 | 12 | 2.9687
2023-02-11 18:00 | 13 | 2.9287
2023-02-11 18:30 | 14 | 2.9067
2023-02-11 19:00 | 15 | 2.924
2023-02-11 19:30 | 16 | 2.9585
2023-02-11 20:00 | 17 | 2.8534
2023-02-11 20:30 | 18 | 2.3527
2023-02-11 21:00 | 19 | 1.9407
2023-02-11 21:30 | 20 | 1.9352
2023-02-11 22:00 | 21 | 1.7006
2023-02-11 22:30 | 22 | 1.6645
2023-02-11 23:00 | 23 | 0.83812
2023-02-11 23:30 | 24 | 0.80751
2023-02-12 | 1 | 0.70942
2023-02-12 00:30 | 2 | 0.70942
2023-02-12 01:00 | 3 | 0.70942
2023-02-12 01:30 | 4 | 0.70942
2023-02-12 02:00 | 5 | 0.70942
2023-02-12 02:30 | 6 | 0.70942
2023-02-12 03:00 | 7 | 0.7102
2023-02-12 03:30 | 8 | 0.70942
2023-02-12 04:00 | 9 | 0.71099
2023-02-12 04:30 | 10 | 0.71177
2023-02-12 05:00 | 11 | 0.71256
2023-02-12 05:30 | 12 | 0.71491
2023-02-12 06:00 | 13 | 0.85067
2023-02-12 06:30 | 14 | 0.8852
2023-02-12 07:00 | 15 | 1.0257
2023-02-12 07:30 | 16 | 1.1348
2023-02-12 08:00 | 17 | 1.0798
2023-02-12 08:30 | 18 | 0.90325
2023-02-12 09:00 | 19 | 0.76357
2023-02-12 09:30 | 20 | 0.72354
2023-02-12 10:00 | 21 | 0.71962
2023-02-12 10:30 | 22 | 0.71648
2023-02-12 11:00 | 23 | 0.7157
2023-02-12 11:30 | 24 | 0.71491
2023-02-12 12:00 | 1 | 0.71413
2023-02-12 12:30 | 2 | 0.71256
2023-02-12 13:00 | 3 | 0.70549
2023-02-12 13:30 | 4 | 0.69215
2023-02-12 14:00 | 5 | 0.67881
2023-02-12 14:30 | 6 | 0.68038
2023-02-12 15:00 | 7 | 0.68038
2023-02-12 15:30 | 8 | 0.68744
2023-02-12 16:00 | 9 | 0.69529
2023-02-12 16:30 | 10 | 0.81693
2023-02-12 17:00 | 11 | 0.78161
2023-02-12 17:30 | 12 | 0.78789
2023-02-12 18:00 | 13 | 0.85774
2023-02-12 18:30 | 14 | 0.85695
2023-02-12 19:00 | 15 | 0.94798
2023-02-12 19:30 | 16 | 1.0743
2023-02-12 20:00 | 17 | 1.0971
2023-02-12 20:30 | 18 | 0.99507
2023-02-12 21:00 | 19 | 0.7722
2023-02-12 21:30 | 20 | 0.71962
2023-02-12 22:00 | 21 | 0.71648
2023-02-12 22:30 | 22 | 0.7157
2023-02-12 23:00 | 23 | 0.7157
2023-02-12 23:30 | 24 | 0.71491
2023-02-13 | 1 | 0.81379
2023-02-13 00:30 | 2 | 0.81379
2023-02-13 01:00 | 3 | 0.81379
2023-02-13 01:30 | 4 | 0.81379
2023-02-13 02:00 | 5 | 0.81457
2023-02-13 02:30 | 6 | 0.81379
2023-02-13 03:00 | 7 | 1.903
2023-02-13 03:30 | 8 | 2.6682
2023-02-13 04:00 | 9 | 2.8063
2023-02-13 04:30 | 10 | 2.8424
2023-02-13 05:00 | 11 | 2.8706
2023-02-13 05:30 | 12 | 2.8643
2023-02-13 06:00 | 13 | 2.8722
2023-02-13 06:30 | 14 | 2.924
2023-02-13 07:00 | 15 | 2.964
2023-02-13 07:30 | 16 | 2.9263
2023-02-13 08:00 | 17 | 2.8063
2023-02-13 08:30 | 18 | 2.2499
2023-02-13 09:00 | 19 | 1.9493
2023-02-13 09:30 | 20 | 1.9423
2023-02-13 10:00 | 21 | 1.7053
2023-02-13 10:30 | 22 | 1.6872
2023-02-13 11:00 | 23 | 0.84283
2023-02-13 11:30 | 24 | 0.81065
2023-02-13 12:00 | 1 | 0.81222
2023-02-13 12:30 | 2 | 0.81143
2023-02-13 13:00 | 3 | 0.81143
2023-02-13 13:30 | 4 | 0.81143
2023-02-13 14:00 | 5 | 0.81222
2023-02-13 14:30 | 6 | 0.81222
2023-02-13 15:00 | 7 | 1.9226
2023-02-13 15:30 | 8 | 2.6689
2023-02-13 16:00 | 9 | 2.8133
2023-02-13 16:30 | 10 | 2.851
2023-02-13 17:00 | 11 | 2.8738
2023-02-13 17:30 | 12 | 2.9012
2023-02-13 18:00 | 13 | 2.8738
2023-02-13 18:30 | 14 | 2.9232
2023-02-13 19:00 | 15 | 2.6085
2023-02-13 19:30 | 16 | 2.3433
2023-02-13 20:00 | 17 | 2.0074
2023-02-13 20:30 | 18 | 1.5318
2023-02-13 21:00 | 19 | 1.1669
2023-02-13 21:30 | 20 | 1.2407
2023-02-13 22:00 | 21 | 0.95034
2023-02-13 22:30 | 22 | 0.94092
2023-02-13 23:00 | 23 | 0.762
2023-02-13 23:30 | 24 | 0.76043
2023-02-14 | 1 | 0.76043
2023-02-14 00:30 | 2 | 0.3759
2023-02-14 01:00 | 3 | 0.38924
2023-02-14 01:30 | 4 | 0.38924
2023-02-14 02:00 | 5 | 0.38924
2023-02-14 02:30 | 6 | 0.38924
2023-02-14 03:00 | 7 | 0.67489
2023-02-14 03:30 | 8 | 1.4126
2023-02-14 04:00 | 9 | 1.5538
2023-02-14 04:30 | 10 | 1.5868
2023-02-14 05:00 | 11 | 1.5868
2023-02-14 05:30 | 12 | 2.2287
2023-02-14 06:00 | 13 | 2.1008
2023-02-14 06:30 | 14 | 2.0333
2023-02-14 07:00 | 15 | 2.0325
2023-02-14 07:30 | 16 | 2.0851
2023-02-14 08:00 | 17 | 2.0984
2023-02-14 08:30 | 18 | 1.7547
2023-02-14 09:00 | 19 | 1.5711
2023-02-14 09:30 | 20 | 1.5805
2023-02-14 10:00 | 21 | 1.4816
2023-02-14 10:30 | 22 | 1.4675
2023-02-14 11:00 | 23 | 0.80359
2023-02-14 11:30 | 24 | 0.79025
2023-02-14 12:00 | 1 | 0.79103
2023-02-14 12:30 | 2 | 0.79103
2023-02-14 13:00 | 3 | 0.79417
2023-02-14 13:30 | 4 | 0.79731
2023-02-14 14:00 | 5 | 0.79731
2023-02-14 14:30 | 6 | 0.79966
2023-02-14 15:00 | 7 | 1.8269
2023-02-14 15:30 | 8 | 2.5473
2023-02-14 16:00 | 9 | 2.7647
2023-02-14 16:30 | 10 | 2.8047
2023-02-14 17:00 | 11 | 2.8086
2023-02-14 17:30 | 12 | 2.8016
2023-02-14 18:00 | 13 | 2.8118
2023-02-14 18:30 | 14 | 2.8102
2023-02-14 19:00 | 15 | 2.8086
2023-02-14 19:30 | 16 | 2.7937
2023-02-14 20:00 | 17 | 2.654
2023-02-14 20:30 | 18 | 2.1643
2023-02-14 21:00 | 19 | 1.8481
2023-02-14 21:30 | 20 | 1.8426
2023-02-14 22:00 | 21 | 1.5923
2023-02-14 22:30 | 22 | 1.5883
2023-02-14 23:00 | 23 | 0.82478
2023-02-14 23:30 | 24 | 0.80123
2023-02-15 | 1 | 0.80202
2023-02-15 00:30 | 2 | 0.80202
2023-02-15 01:00 | 3 | 0.8028
2023-02-15 01:30 | 4 | 0.8028
2023-02-15 02:00 | 5 | 0.8028
2023-02-15 02:30 | 6 | 0.80202
2023-02-15 03:00 | 7 | 1.8214
2023-02-15 03:30 | 8 | 2.5889
2023-02-15 04:00 | 9 | 2.7678
2023-02-15 04:30 | 10 | 2.8188
2023-02-15 05:00 | 11 | 2.8243
2023-02-15 05:30 | 12 | 2.829
2023-02-15 06:00 | 13 | 2.8353
2023-02-15 06:30 | 14 | 2.8722
2023-02-15 07:00 | 15 | 2.8573
2023-02-15 07:30 | 16 | 2.8628
2023-02-15 08:00 | 17 | 2.7349
2023-02-15 08:30 | 18 | 2.2334
2023-02-15 09:00 | 19 | 1.9344
2023-02-15 09:30 | 20 | 1.9085
2023-02-15 10:00 | 21 | 1.6707
2023-02-15 10:30 | 22 | 1.6386
2023-02-15 11:00 | 23 | 0.83419
2023-02-15 11:30 | 24 | 0.80437
2023-02-15 12:00 | 1 | 0.70549
2023-02-15 12:30 | 2 | 0.70549
2023-02-15 13:00 | 3 | 0.70549
2023-02-15 13:30 | 4 | 0.70628
2023-02-15 14:00 | 5 | 0.70628
2023-02-15 14:30 | 6 | 0.70628
2023-02-15 15:00 | 7 | 0.70628
2023-02-15 15:30 | 8 | 0.70628
2023-02-15 16:00 | 9 | 0.70549
2023-02-15 16:30 | 10 | 0.70628
2023-02-15 17:00 | 11 | 0.70863
2023-02-15 17:30 | 12 | 0.7102
2023-02-15 18:00 | 13 | 0.7102
2023-02-15 18:30 | 14 | 0.75101
2023-02-15 19:00 | 15 | 0.75572
2023-02-15 19:30 | 16 | 0.83419
2023-02-15 20:00 | 17 | 0.84361
2023-02-15 20:30 | 18 | 0.78789
2023-02-15 21:00 | 19 | 0.71648
2023-02-15 21:30 | 20 | 0.71099
2023-02-15 22:00 | 21 | 0.70785
2023-02-15 22:30 | 22 | 0.70471
2023-02-15 23:00 | 23 | 0.68666
2023-02-15 23:30 | 24 | 0.68352
2023-02-16 | 1 | 0.68038
2023-02-16 00:30 | 2 | 0.67489
2023-02-16 01:00 | 3 | 0.67096
2023-02-16 01:30 | 4 | 0.66704
2023-02-16 02:00 | 5 | 0.66547
2023-02-16 02:30 | 6 | 0.66547
2023-02-16 03:00 | 7 | 0.66547
2023-02-16 03:30 | 8 | 0.67253
2023-02-16 04:00 | 9 | 0.68038
2023-02-16 04:30 | 10 | 0.73924
2023-02-16 05:00 | 11 | 0.74552
2023-02-16 05:30 | 12 | 0.72668
2023-02-16 06:00 | 13 | 0.76513
2023-02-16 06:30 | 14 | 0.78946
2023-02-16 07:00 | 15 | 0.77063
2023-02-16 07:30 | 16 | 0.95661
2023-02-16 08:00 | 17 | 0.9213
2023-02-16 08:30 | 18 | 0.85381
2023-02-16 09:00 | 19 | 0.69922
2023-02-16 09:30 | 20 | 0.68195
2023-02-16 10:00 | 21 | 0.68038
2023-02-16 10:30 | 22 | 0.67803
2023-02-16 11:00 | 23 | 0.67332
2023-02-16 11:30 | 24 | 0.76592
2023-02-16 12:00 | 1 | 0.76749
2023-02-16 12:30 | 2 | 0.76357
2023-02-16 13:00 | 3 | 0.76357
2023-02-16 13:30 | 4 | 0.7722
2023-02-16 14:00 | 5 | 0.76749
2023-02-16 14:30 | 6 | 1.3906
2023-02-16 15:00 | 7 | 2.1337
2023-02-16 15:30 | 8 | 2.4892
2023-02-16 16:00 | 9 | 2.6462
2023-02-16 16:30 | 10 | 2.6697
2023-02-16 17:00 | 11 | 2.7176
2023-02-16 17:30 | 12 | 2.7466
2023-02-16 18:00 | 13 | 2.7914
2023-02-16 18:30 | 14 | 2.7827
2023-02-16 19:00 | 15 | 2.8314
2023-02-16 19:30 | 16 | 2.7309
2023-02-16 20:00 | 17 | 2.224
2023-02-16 20:30 | 18 | 1.8104
2023-02-16 21:00 | 19 | 1.8497
2023-02-16 21:30 | 20 | 1.5758
2023-02-16 22:00 | 21 | 1.5546
2023-02-16 22:30 | 22 | 0.82399
2023-02-16 23:00 | 23 | 0.79888
2023-02-16 23:30 | 24 | 0.80359
2023-02-17 | 1 | 0.79966
2023-02-17 00:30 | 2 | 0.79966
2023-02-17 01:00 | 3 | 0.80359
2023-02-17 01:30 | 4 | 0.79496
2023-02-17 02:00 | 5 | 0.79966
2023-02-17 02:30 | 6 | 1.7845
2023-02-17 03:00 | 7 | 2.5191
2023-02-17 03:30 | 8 | 2.716
2023-02-17 04:00 | 9 | 2.8424
2023-02-17 04:30 | 10 | 2.8447
2023-02-17 05:00 | 11 | 2.8314
2023-02-17 05:30 | 12 | 2.8416
2023-02-17 06:00 | 13 | 2.8746
2023-02-17 06:30 | 14 | 2.884
2023-02-17 07:00 | 15 | 2.9138
2023-02-17 07:30 | 16 | 2.8173
2023-02-17 08:00 | 17 | 2.2719
2023-02-17 08:30 | 18 | 1.8944
2023-02-17 09:00 | 19 | 1.8465
2023-02-17 09:30 | 20 | 1.6417
2023-02-17 10:00 | 21 | 1.6237
2023-02-17 10:30 | 22 | 0.83419
2023-02-17 11:00 | 23 | 0.80751
2023-02-17 11:30 | 24 | 0.8083
2023-02-17 12:00 | 1 | 0.8083
2023-02-17 12:30 | 2 | 0.8083
2023-02-17 13:00 | 3 | 0.8083
2023-02-17 13:30 | 4 | 0.80673
2023-02-17 14:00 | 5 | 0.80673
2023-02-17 14:30 | 6 | 1.8238
2023-02-17 15:00 | 7 | 2.5669
2023-02-17 15:30 | 8 | 2.7192
2023-02-17 16:00 | 9 | 2.7003
2023-02-17 16:30 | 10 | 2.6077
2023-02-17 17:00 | 11 | 2.5897
2023-02-17 17:30 | 12 | 2.592
2023-02-17 18:00 | 13 | 2.592
2023-02-17 18:30 | 14 | 2.5944
2023-02-17 19:00 | 15 | 2.4853
2023-02-17 19:30 | 16 | 2.2742
2023-02-17 20:00 | 17 | 1.7398
2023-02-17 20:30 | 18 | 1.3812
2023-02-17 21:00 | 19 | 1.3843
2023-02-17 21:30 | 20 | 1.0555
2023-02-17 22:00 | 21 | 0.93543
2023-02-17 22:30 | 22 | 0.762
2023-02-17 23:00 | 23 | 0.37511
2023-02-17 23:30 | 24 | 0.38924
2023-02-18 | 1 | 0.38924
2023-02-18 00:30 | 2 | 0.38924
2023-02-18 01:00 | 3 | 0.38924
2023-02-18 01:30 | 4 | 0.38924
2023-02-18 02:00 | 5 | 0.38924
2023-02-18 02:30 | 6 | 0.67489
2023-02-18 03:00 | 7 | 1.4133
2023-02-18 03:30 | 8 | 1.553
2023-02-18 04:00 | 9 | 2.4759
2023-02-18 04:30 | 10 | 2.4139
2023-02-18 05:00 | 11 | 2.5724
2023-02-18 05:30 | 12 | 2.574
2023-02-18 06:00 | 13 | 2.5913
2023-02-18 06:30 | 14 | 2.603
2023-02-18 07:00 | 15 | 2.6038
2023-02-18 07:30 | 16 | 2.5206
2023-02-18 08:00 | 17 | 2.0443
2023-02-18 08:30 | 18 | 1.6896
2023-02-18 09:00 | 19 | 1.6731
2023-02-18 09:30 | 20 | 1.0265
2023-02-18 10:00 | 21 | 0.9935
2023-02-18 10:30 | 22 | 0.76435
2023-02-18 11:00 | 23 | 0.76592
2023-02-18 11:30 | 24 | 0.37511
2023-02-18 12:00 | 1 | 0.37511
2023-02-18 12:30 | 2 | 0.37511
2023-02-18 13:00 | 3 | 0.37511
2023-02-18 13:30 | 4 | 0.38924
2023-02-18 14:00 | 5 | 0.38924
2023-02-18 14:30 | 6 | 0.67489
2023-02-18 15:00 | 7 | 2.1228
2023-02-18 15:30 | 8 | 2.1675
2023-02-18 16:00 | 9 | 2.3064
2023-02-18 16:30 | 10 | 2.5763
2023-02-18 17:00 | 11 | 2.5999
2023-02-18 17:30 | 12 | 2.6862
2023-02-18 18:00 | 13 | 2.6572
2023-02-18 18:30 | 14 | 2.665
2023-02-18 19:00 | 15 | 2.6713
2023-02-18 19:30 | 16 | 2.5316
2023-02-18 20:00 | 17 | 2.0725
2023-02-18 20:30 | 18 | 1.7382
2023-02-18 21:00 | 19 | 1.7657
2023-02-18 21:30 | 20 | 1.535
2023-02-18 22:00 | 21 | 1.5295
2023-02-18 22:30 | 22 | 0.81536
2023-02-18 23:00 | 23 | 0.79731
2023-02-18 23:30 | 24 | 0.7
2023-02-19 | 1 | 0.69922
2023-02-19 00:30 | 2 | 0.7
2023-02-19 01:00 | 3 | 0.7
2023-02-19 01:30 | 4 | 0.70157
2023-02-19 02:00 | 5 | 0.70157
2023-02-19 02:30 | 6 | 0.70157
2023-02-19 03:00 | 7 | 0.70157
2023-02-19 03:30 | 8 | 0.70235
2023-02-19 04:00 | 9 | 0.70314
2023-02-19 04:30 | 10 | 0.70471
2023-02-19 05:00 | 11 | 0.70549
2023-02-19 05:30 | 12 | 0.70706
2023-02-19 06:00 | 13 | 0.70785
2023-02-19 06:30 | 14 | 0.7102
2023-02-19 07:00 | 15 | 0.71177
2023-02-19 07:30 | 16 | 0.71177
2023-02-19 08:00 | 17 | 0.71256
2023-02-19 08:30 | 18 | 0.71334
2023-02-19 09:00 | 19 | 0.71334
2023-02-19 09:30 | 20 | 0.71334
2023-02-19 10:00 | 21 | 0.71334
2023-02-19 10:30 | 22 | 0.71256
2023-02-19 11:00 | 23 | 0.71256
2023-02-19 11:30 | 24 | 0.71256
2023-02-19 12:00 | 1 | 0.71256
2023-02-19 12:30 | 2 | 0.71177
2023-02-19 13:00 | 3 | 0.71177
2023-02-19 13:30 | 4 | 0.71177
2023-02-19 14:00 | 5 | 0.71256
2023-02-19 14:30 | 6 | 0.71256
2023-02-19 15:00 | 7 | 0.71256
2023-02-19 15:30 | 8 | 0.71256
2023-02-19 16:00 | 9 | 0.71256
2023-02-19 16:30 | 10 | 0.71256
2023-02-19 17:00 | 11 | 0.71334
2023-02-19 17:30 | 12 | 0.71726
2023-02-19 18:00 | 13 | 0.71805
2023-02-19 18:30 | 14 | 0.71883
2023-02-19 19:00 | 15 | 0.71491
2023-02-19 19:30 | 16 | 0.71413
2023-02-19 20:00 | 17 | 0.71256
2023-02-19 20:30 | 18 | 0.7102
2023-02-19 21:00 | 19 | 0.70863
2023-02-19 21:30 | 20 | 0.70549
2023-02-19 22:00 | 21 | 0.70078
2023-02-19 22:30 | 22 | 0.70078
2023-02-19 23:00 | 23 | 0.69137
2023-02-19 23:30 | 24 | 0.78004
2023-02-20 | 1 | 0.77612
2023-02-20 00:30 | 2 | 0.77298
2023-02-20 01:00 | 3 | 0.76984
2023-02-20 01:30 | 4 | 0.76749
2023-02-20 02:00 | 5 | 0.76592
2023-02-20 02:30 | 6 | 1.2234
2023-02-20 03:00 | 7 | 1.9705
2023-02-20 03:30 | 8 | 2.3323
2023-02-20 04:00 | 9 | 2.5308
2023-02-20 04:30 | 10 | 2.6321
2023-02-20 05:00 | 11 | 2.6525
2023-02-20 05:30 | 12 | 2.6674
2023-02-20 06:00 | 13 | 2.6839
2023-02-20 06:30 | 14 | 2.698
2023-02-20 07:00 | 15 | 2.7286
2023-02-20 07:30 | 16 | 2.6454
2023-02-20 08:00 | 17 | 2.1345
2023-02-20 08:30 | 18 | 1.7618
2023-02-20 09:00 | 19 | 1.7068
2023-02-20 09:30 | 20 | 1.4424
2023-02-20 10:00 | 21 | 1.3192
2023-02-20 10:30 | 22 | 0.78475
2023-02-20 11:00 | 23 | 0.77141
2023-02-20 11:30 | 24 | 0.77141
2023-02-20 12:00 | 1 | 0.76749
2023-02-20 12:30 | 2 | 0.76749
2023-02-20 13:00 | 3 | 0.76749
2023-02-20 13:30 | 4 | 0.76592
2023-02-20 14:00 | 5 | 0.76043
2023-02-20 14:30 | 6 | 1.1089
2023-02-20 15:00 | 7 | 1.8724
2023-02-20 15:30 | 8 | 2.3386
2023-02-20 16:00 | 9 | 2.6022
2023-02-20 16:30 | 10 | 2.6493
2023-02-20 17:00 | 11 | 2.6705
2023-02-20 17:30 | 12 | 2.6791
2023-02-20 18:00 | 13 | 2.6791
2023-02-20 18:30 | 14 | 2.6862
2023-02-20 19:00 | 15 | 2.6823
2023-02-20 19:30 | 16 | 2.5803
2023-02-20 20:00 | 17 | 2.0984
2023-02-20 20:30 | 18 | 1.7155
2023-02-20 21:00 | 19 | 1.6951
2023-02-20 21:30 | 20 | 1.4643
2023-02-20 22:00 | 21 | 1.4314
2023-02-20 22:30 | 22 | 0.79103
2023-02-20 23:00 | 23 | 0.77612
2023-02-20 23:30 | 24 | 0.77612
2023-02-21 | 1 | 0.77612
2023-02-21 00:30 | 2 | 0.78083
2023-02-21 01:00 | 3 | 0.79103
2023-02-21 01:30 | 4 | 0.79496
2023-02-21 02:00 | 5 | 0.79496
2023-02-21 02:30 | 6 | 1.7163
2023-02-21 03:00 | 7 | 2.5041
2023-02-21 03:30 | 8 | 2.6666
2023-02-21 04:00 | 9 | 2.7302
2023-02-21 04:30 | 10 | 2.7513
2023-02-21 05:00 | 11 | 2.7443
2023-02-21 05:30 | 12 | 2.7615
2023-02-21 06:00 | 13 | 2.7945
2023-02-21 06:30 | 14 | 2.7992
2023-02-21 07:00 | 15 | 2.771
2023-02-21 07:30 | 16 | 2.6509
2023-02-21 08:00 | 17 | 2.1526
2023-02-21 08:30 | 18 | 1.8379
2023-02-21 09:00 | 19 | 1.8332
2023-02-21 09:30 | 20 | 1.5985
2023-02-21 10:00 | 21 | 1.5797
2023-02-21 10:30 | 22 | 0.82713
2023-02-21 11:00 | 23 | 0.8028
2023-02-21 11:30 | 24 | 0.80359
2023-02-21 12:00 | 1 | 0.80359
2023-02-21 12:30 | 2 | 0.80359
2023-02-21 13:00 | 3 | 0.80359
2023-02-21 13:30 | 4 | 0.80359
2023-02-21 14:00 | 5 | 0.80516
2023-02-21 14:30 | 6 | 1.8559
2023-02-21 15:00 | 7 | 2.5724
2023-02-21 15:30 | 8 | 2.6383
2023-02-21 16:00 | 9 | 2.6807
2023-02-21 16:30 | 10 | 2.6823
2023-02-21 17:00 | 11 | 2.6815
2023-02-21 17:30 | 12 | 2.7129
2023-02-21 18:00 | 13 | 2.7922
2023-02-21 18:30 | 14 | 2.8039
2023-02-21 19:00 | 15 | 2.8173
2023-02-21 19:30 | 16 | 2.7388
2023-02-21 20:00 | 17 | 2.2303
2023-02-21 20:30 | 18 | 1.8457
2023-02-21 21:00 | 19 | 1.8293
2023-02-21 21:30 | 20 | 1.5664
2023-02-21 22:00 | 21 | 1.535
2023-02-21 22:30 | 22 | 0.82085
2023-02-21 23:00 | 23 | 0.79496
2023-02-21 23:30 | 24 | 0.79574
2023-02-22 | 1 | 0.78554
2023-02-22 00:30 | 2 | 0.78083
2023-02-22 01:00 | 3 | 0.77612
2023-02-22 01:30 | 4 | 0.77612
2023-02-22 02:00 | 5 | 0.77612
2023-02-22 02:30 | 6 | 1.4518
2023-02-22 03:00 | 7 | 2.4461
2023-02-22 03:30 | 8 | 2.7207
2023-02-22 04:00 | 9 | 2.8157
2023-02-22 04:30 | 10 | 2.8345
2023-02-22 05:00 | 11 | 2.8298
2023-02-22 05:30 | 12 | 2.8432
2023-02-22 06:00 | 13 | 2.8746
2023-02-22 06:30 | 14 | 2.8918
2023-02-22 07:00 | 15 | 2.8683
2023-02-22 07:30 | 16 | 2.7945
2023-02-22 08:00 | 17 | 2.2758
2023-02-22 08:30 | 18 | 1.9242
2023-02-22 09:00 | 19 | 1.9046
2023-02-22 09:30 | 20 | 1.6362
2023-02-22 10:00 | 21 | 1.5876
2023-02-22 10:30 | 22 | 0.82791
2023-02-22 11:00 | 23 | 0.8028
2023-02-22 11:30 | 24 | 0.70471
2023-02-22 12:00 | 1 | 0.70549
2023-02-22 12:30 | 2 | 0.70471
2023-02-22 13:00 | 3 | 0.70471
2023-02-22 13:30 | 4 | 0.70471
2023-02-22 14:00 | 5 | 0.70392
2023-02-22 14:30 | 6 | 0.70392
2023-02-22 15:00 | 7 | 0.70392
2023-02-22 15:30 | 8 | 0.70549
2023-02-22 16:00 | 9 | 0.70628
2023-02-22 16:30 | 10 | 0.77848
2023-02-22 17:00 | 11 | 0.80751
2023-02-22 17:30 | 12 | 0.77377
2023-02-22 18:00 | 13 | 0.81614
2023-02-22 18:30 | 14 | 0.82478
2023-02-22 19:00 | 15 | 0.9833
2023-02-22 19:30 | 16 | 0.84361
2023-02-22 20:00 | 17 | 0.82713
2023-02-22 20:30 | 18 | 0.80359
2023-02-22 21:00 | 19 | 0.71805
2023-02-22 21:30 | 20 | 0.7157
2023-02-22 22:00 | 21 | 0.71491
2023-02-22 22:30 | 22 | 0.71413
2023-02-22 23:00 | 23 | 0.71334
2023-02-22 23:30 | 24 | 0.71334
2023-02-23 | 1 | 0.71256
2023-02-23 00:30 | 2 | 0.71334
2023-02-23 01:00 | 3 | 0.71256
2023-02-23 01:30 | 4 | 0.71177
2023-02-23 02:00 | 5 | 0.71099
2023-02-23 02:30 | 6 | 0.71099
2023-02-23 03:00 | 7 | 0.71177
2023-02-23 03:30 | 8 | 0.71177
2023-02-23 04:00 | 9 | 0.71177
2023-02-23 04:30 | 10 | 0.71256
2023-02-23 05:00 | 11 | 0.71413
2023-02-23 05:30 | 12 | 0.7157
2023-02-23 06:00 | 13 | 0.78475
2023-02-23 06:30 | 14 | 0.81771
2023-02-23 07:00 | 15 | 1.0084
2023-02-23 07:30 | 16 | 1.1034
2023-02-23 08:00 | 17 | 1.0932
2023-02-23 08:30 | 18 | 1.0217
2023-02-23 09:00 | 19 | 0.82242
2023-02-23 09:30 | 20 | 0.74002
2023-02-23 10:00 | 21 | 0.72197
2023-02-23 10:30 | 22 | 0.7204
2023-02-23 11:00 | 23 | 0.71962
2023-02-23 11:30 | 24 | 0.8185
2023-02-23 12:00 | 1 | 0.81457
2023-02-23 12:30 | 2 | 0.81379
2023-02-23 13:00 | 3 | 0.81222
2023-02-23 13:30 | 4 | 0.80908
2023-02-23 14:00 | 5 | 0.80987
2023-02-23 14:30 | 6 | 1.7618
2023-02-23 15:00 | 7 | 2.4814
2023-02-23 15:30 | 8 | 2.6281
2023-02-23 16:00 | 9 | 2.6595
2023-02-23 16:30 | 10 | 2.6478
2023-02-23 17:00 | 11 | 2.7349
2023-02-23 17:30 | 12 | 2.7678
2023-02-23 18:00 | 13 | 2.7914
2023-02-23 18:30 | 14 | 2.8502
2023-02-23 19:00 | 15 | 2.8149
2023-02-23 19:30 | 16 | 2.7027
2023-02-23 20:00 | 17 | 2.2342
2023-02-23 20:30 | 18 | 1.8701
2023-02-23 21:00 | 19 | 1.8661
2023-02-23 21:30 | 20 | 1.6299
2023-02-23 22:00 | 21 | 1.5954
2023-02-23 22:30 | 22 | 0.83105
2023-02-23 23:00 | 23 | 0.80594
2023-02-23 23:30 | 24 | 0.80673
2023-02-24 | 1 | 0.80673
2023-02-24 00:30 | 2 | 0.80673
2023-02-24 01:00 | 3 | 0.80673
2023-02-24 01:30 | 4 | 0.80673
2023-02-24 02:00 | 5 | 0.80673
2023-02-24 02:30 | 6 | 1.8402
2023-02-24 03:00 | 7 | 2.6101
2023-02-24 03:30 | 8 | 2.7631
2023-02-24 04:00 | 9 | 2.8267
2023-02-24 04:30 | 10 | 2.7584
2023-02-24 05:00 | 11 | 2.8416
2023-02-24 05:30 | 12 | 2.8565
2023-02-24 06:00 | 13 | 2.8895
2023-02-24 06:30 | 14 | 2.8887
2023-02-24 07:00 | 15 | 2.8636
2023-02-24 07:30 | 16 | 2.7772
2023-02-24 08:00 | 17 | 2.257
2023-02-24 08:30 | 18 | 1.9274
2023-02-24 09:00 | 19 | 1.9203
2023-02-24 09:30 | 20 | 1.6841
2023-02-24 10:00 | 21 | 1.6652
2023-02-24 10:30 | 22 | 0.83969
2023-02-24 11:00 | 23 | 0.8083
2023-02-24 11:30 | 24 | 0.80987
2023-02-24 12:00 | 1 | 0.80987
2023-02-24 12:30 | 2 | 0.80987
2023-02-24 13:00 | 3 | 0.80987
2023-02-24 13:30 | 4 | 0.81065
2023-02-24 14:00 | 5 | 0.81065
2023-02-24 14:30 | 6 | 1.9164
2023-02-24 15:00 | 7 | 2.6713
2023-02-24 15:30 | 8 | 2.8432
2023-02-24 16:00 | 9 | 2.8596
2023-02-24 16:30 | 10 | 2.8541
2023-02-24 17:00 | 11 | 2.8887
2023-02-24 17:30 | 12 | 2.9028
2023-02-24 18:00 | 13 | 2.935
2023-02-24 18:30 | 14 | 2.9907
2023-02-24 19:00 | 15 | 3.0472
2023-02-24 19:30 | 16 | 2.833
2023-02-24 20:00 | 17 | 2.3276
2023-02-24 20:30 | 18 | 1.965
2023-02-24 21:00 | 19 | 1.9611
2023-02-24 21:30 | 20 | 1.7076
2023-02-24 22:00 | 21 | 1.688
2023-02-24 22:30 | 22 | 0.84361
2023-02-24 23:00 | 23 | 0.81065
2023-02-24 23:30 | 24 | 0.81143
2023-02-25 | 1 | 0.81065
2023-02-25 00:30 | 2 | 0.81065
2023-02-25 01:00 | 3 | 0.81065
2023-02-25 01:30 | 4 | 0.80987
2023-02-25 02:00 | 5 | 0.8083
2023-02-25 02:30 | 6 | 1.8544
2023-02-25 03:00 | 7 | 2.6234
2023-02-25 03:30 | 8 | 2.8463
2023-02-25 04:00 | 9 | 2.8871
2023-02-25 04:30 | 10 | 2.9248
2023-02-25 05:00 | 11 | 2.9059
2023-02-25 05:30 | 12 | 2.9311
2023-02-25 06:00 | 13 | 2.986
2023-02-25 06:30 | 14 | 3.0056
2023-02-25 07:00 | 15 | 2.9789
2023-02-25 07:30 | 16 | 2.8887
2023-02-25 08:00 | 17 | 2.3346
2023-02-25 08:30 | 18 | 1.9635
2023-02-25 09:00 | 19 | 1.9619
2023-02-25 09:30 | 20 | 1.71
2023-02-25 10:00 | 21 | 1.6723
2023-02-25 10:30 | 22 | 0.84204
2023-02-25 11:00 | 23 | 0.80987
2023-02-25 11:30 | 24 | 0.81065
2023-02-25 12:00 | 1 | 0.81065
2023-02-25 12:30 | 2 | 0.81065
2023-02-25 13:00 | 3 | 0.80987
2023-02-25 13:30 | 4 | 0.80908
2023-02-25 14:00 | 5 | 0.81065
2023-02-25 14:30 | 6 | 1.885
2023-02-25 15:00 | 7 | 2.658
2023-02-25 15:30 | 8 | 2.8447
2023-02-25 16:00 | 9 | 2.8698
2023-02-25 16:30 | 10 | 2.9107
2023-02-25 17:00 | 11 | 2.924
2023-02-25 17:30 | 12 | 2.9059
2023-02-25 18:00 | 13 | 2.9695
2023-02-25 18:30 | 14 | 2.9789
2023-02-25 19:00 | 15 | 2.9719
2023-02-25 19:30 | 16 | 2.8196
2023-02-25 20:00 | 17 | 2.3135
2023-02-25 20:30 | 18 | 1.9438
2023-02-25 21:00 | 19 | 1.9242
2023-02-25 21:30 | 20 | 1.7053
2023-02-25 22:00 | 21 | 1.6864
2023-02-25 22:30 | 22 | 0.84439
2023-02-25 23:00 | 23 | 0.81065
2023-02-25 23:30 | 24 | 0.71256
2023-02-26 | 1 | 0.71177
2023-02-26 00:30 | 2 | 0.71177
2023-02-26 01:00 | 3 | 0.71177
2023-02-26 01:30 | 4 | 0.71099
2023-02-26 02:00 | 5 | 0.71177
2023-02-26 02:30 | 6 | 0.71099
2023-02-26 03:00 | 7 | 0.71099
2023-02-26 03:30 | 8 | 0.71334
2023-02-26 04:00 | 9 | 0.74002
2023-02-26 04:30 | 10 | 0.78161
2023-02-26 05:00 | 11 | 0.82007
2023-02-26 05:30 | 12 | 0.75336
2023-02-26 06:00 | 13 | 0.73845
2023-02-26 06:30 | 14 | 0.80045
2023-02-26 07:00 | 15 | 0.87971
2023-02-26 07:30 | 16 | 0.9676
2023-02-26 08:00 | 17 | 1.0123
2023-02-26 08:30 | 18 | 0.89226
2023-02-26 09:00 | 19 | 0.76827
2023-02-26 09:30 | 20 | 0.71962
2023-02-26 10:00 | 21 | 0.71726
2023-02-26 10:30 | 22 | 0.7157
2023-02-26 11:00 | 23 | 0.71648
2023-02-26 11:30 | 24 | 0.71648
2023-02-26 12:00 | 1 | 0.71491
2023-02-26 12:30 | 2 | 0.7157
2023-02-26 13:00 | 3 | 0.7157
2023-02-26 13:30 | 4 | 0.7157
2023-02-26 14:00 | 5 | 0.7157
2023-02-26 14:30 | 6 | 0.71491
2023-02-26 15:00 | 7 | 0.71491
2023-02-26 15:30 | 8 | 0.71648
2023-02-26 16:00 | 9 | 0.7157
2023-02-26 16:30 | 10 | 0.71648
2023-02-26 17:00 | 11 | 0.71883
2023-02-26 17:30 | 12 | 0.7259
2023-02-26 18:00 | 13 | 0.78554
2023-02-26 18:30 | 14 | 0.86087
2023-02-26 19:00 | 15 | 0.95897
2023-02-26 19:30 | 16 | 0.84361
2023-02-26 20:00 | 17 | 0.8907
2023-02-26 20:30 | 18 | 0.80437
2023-02-26 21:00 | 19 | 0.72982
2023-02-26 21:30 | 20 | 0.72197
2023-02-26 22:00 | 21 | 0.72119
2023-02-26 22:30 | 22 | 0.72119
2023-02-26 23:00 | 23 | 0.72119
2023-02-26 23:30 | 24 | 0.81928
2023-02-27 | 1 | 0.81928
2023-02-27 00:30 | 2 | 0.81928
2023-02-27 01:00 | 3 | 0.81928
2023-02-27 01:30 | 4 | 0.81928
2023-02-27 02:00 | 5 | 0.81928
2023-02-27 02:30 | 6 | 1.9784
2023-02-27 03:00 | 7 | 2.727
2023-02-27 03:30 | 8 | 2.851
2023-02-27 04:00 | 9 | 2.9177
2023-02-27 04:30 | 10 | 2.957
2023-02-27 05:00 | 11 | 2.9256
2023-02-27 05:30 | 12 | 2.9452
2023-02-27 06:00 | 13 | 2.9946
2023-02-27 06:30 | 14 | 3.0072
2023-02-27 07:00 | 15 | 3.048
2023-02-27 07:30 | 16 | 2.902
2023-02-27 08:00 | 17 | 2.366
2023-02-27 08:30 | 18 | 1.9901
2023-02-27 09:00 | 19 | 1.987
2023-02-27 09:30 | 20 | 1.75
2023-02-27 10:00 | 21 | 1.732
2023-02-27 10:30 | 22 | 0.85067
2023-02-27 11:00 | 23 | 0.813
2023-02-27 11:30 | 24 | 0.81379
2023-02-27 12:00 | 1 | 0.81457
2023-02-27 12:30 | 2 | 0.81457
2023-02-27 13:00 | 3 | 0.81379
2023-02-27 13:30 | 4 | 0.81379
2023-02-27 14:00 | 5 | 0.81379
2023-02-27 14:30 | 6 | 1.9446
2023-02-27 15:00 | 7 | 2.6956
2023-02-27 15:30 | 8 | 2.8518
2023-02-27 16:00 | 9 | 2.8738
2023-02-27 16:30 | 10 | 2.9271
2023-02-27 17:00 | 11 | 2.9609
2023-02-27 17:30 | 12 | 2.9318
2023-02-27 18:00 | 13 | 2.9648
2023-02-27 18:30 | 14 | 2.7733
2023-02-27 19:00 | 15 | 2.7411
2023-02-27 19:30 | 16 | 2.6321
2023-02-27 20:00 | 17 | 2.1228
2023-02-27 20:30 | 18 | 1.8332
2023-02-27 21:00 | 19 | 1.8277
2023-02-27 21:30 | 20 | 1.5907
2023-02-27 22:00 | 21 | 1.5726
2023-02-27 22:30 | 22 | 0.82635
2023-02-27 23:00 | 23 | 0.80202
2023-02-27 23:30 | 24 | 0.8028
2023-02-28 | 1 | 0.8028
2023-02-28 00:30 | 2 | 0.80359
2023-02-28 01:00 | 3 | 0.80437
2023-02-28 01:30 | 4 | 0.80437
2023-02-28 02:00 | 5 | 0.80437
2023-02-28 02:30 | 6 | 1.8473
2023-02-28 03:00 | 7 | 2.5952
2023-02-28 03:30 | 8 | 2.7717
2023-02-28 04:00 | 9 | 2.8377
2023-02-28 04:30 | 10 | 2.8643
2023-02-28 05:00 | 11 | 2.8667
2023-02-28 05:30 | 12 | 2.9036
2023-02-28 06:00 | 13 | 2.9256
2023-02-28 06:30 | 14 | 2.9593
2023-02-28 07:00 | 15 | 2.9719
2023-02-28 07:30 | 16 | 2.8879
2023-02-28 08:00 | 17 | 2.3221
2023-02-28 08:30 | 18 | 1.9791
2023-02-28 09:00 | 19 | 1.9572
2023-02-28 09:30 | 20 | 1.7414
2023-02-28 10:00 | 21 | 1.6087
2023-02-28 10:30 | 22 | 0.83262
2023-02-28 11:00 | 23 | 0.80516
2023-02-28 11:30 | 24 | 0.8028
2023-02-28 12:00 | 1 | 0.79417
2023-02-28 12:30 | 2 | 0.78946
2023-02-28 13:00 | 3 | 0.78554
2023-02-28 13:30 | 4 | 0.78083
2023-02-28 14:00 | 5 | 0.78083
2023-02-28 14:30 | 6 | 1.6692
2023-02-28 15:00 | 7 | 2.4257
2023-02-28 15:30 | 8 | 2.6556
2023-02-28 16:00 | 9 | 2.7765
2023-02-28 16:30 | 10 | 2.7623
2023-02-28 17:00 | 11 | 2.7725
2023-02-28 17:30 | 12 | 2.7851
2023-02-28 18:00 | 13 | 2.7898
2023-02-28 18:30 | 14 | 2.8078
2023-02-28 19:00 | 15 | 2.8612
2023-02-28 19:30 | 16 | 2.7804
2023-02-28 20:00 | 17 | 2.3103
2023-02-28 20:30 | 18 | 1.9274
2023-02-28 21:00 | 19 | 1.9603
2023-02-28 21:30 | 20 | 1.7257
2023-02-28 22:00 | 21 | 1.7053
2023-02-28 22:30 | 22 | 0.84675
2023-02-28 23:00 | 23 | 0.81222
2023-02-28 23:30 | 24 | 0.813
2023-03-01 | 1 | 0.81379
2023-03-01 00:30 | 2 | 0.813
2023-03-01 01:00 | 3 | 0.81222
2023-03-01 01:30 | 4 | 0.81222
2023-03-01 02:00 | 5 | 0.81222
2023-03-01 02:30 | 6 | 1.9548
2023-03-01 03:00 | 7 | 2.6925
2023-03-01 03:30 | 8 | 2.8636
2023-03-01 04:00 | 9 | 2.9789
2023-03-01 04:30 | 10 | 3.0166
2023-03-01 05:00 | 11 | 3.0456
2023-03-01 05:30 | 12 | 3.0503
2023-03-01 06:00 | 13 | 3.0676
2023-03-01 06:30 | 14 | 3.1155
2023-03-01 07:00 | 15 | 3.1484
2023-03-01 07:30 | 16 | 2.9978
2023-03-01 08:00 | 17 | 2.461
2023-03-01 08:30 | 18 | 2.0247
2023-03-01 09:00 | 19 | 2.0231
2023-03-01 09:30 | 20 | 1.7665
2023-03-01 10:00 | 21 | 1.7469
2023-03-01 10:30 | 22 | 0.85224
2023-03-01 11:00 | 23 | 0.81457
2023-03-01 11:30 | 24 | 0.71413
2023-03-01 12:00 | 1 | 0.71491
2023-03-01 12:30 | 2 | 0.71491
2023-03-01 13:00 | 3 | 0.7157
2023-03-01 13:30 | 4 | 0.7157
2023-03-01 14:00 | 5 | 0.7157
2023-03-01 14:30 | 6 | 0.7157
2023-03-01 15:00 | 7 | 0.7157
2023-03-01 15:30 | 8 | 0.71648
2023-03-01 16:00 | 9 | 0.71648
2023-03-01 16:30 | 10 | 0.78554
2023-03-01 17:00 | 11 | 0.86166
2023-03-01 17:30 | 12 | 0.93543
2023-03-01 18:00 | 13 | 0.96525
2023-03-01 18:30 | 14 | 1.0861
2023-03-01 19:00 | 15 | 1.1379
2023-03-01 19:30 | 16 | 1.1096
2023-03-01 20:00 | 17 | 1.0641
2023-03-01 20:30 | 18 | 0.89619
2023-03-01 21:00 | 19 | 0.77377
2023-03-01 21:30 | 20 | 0.73296
2023-03-01 22:00 | 21 | 0.7259
2023-03-01 22:30 | 22 | 0.72511
2023-03-01 23:00 | 23 | 0.72511
2023-03-01 23:30 | 24 | 0.72354
2023-03-02 | 1 | 0.72354
2023-03-02 00:30 | 2 | 0.72354
2023-03-02 01:00 | 3 | 0.72197
2023-03-02 01:30 | 4 | 0.72119
2023-03-02 02:00 | 5 | 0.72119
2023-03-02 02:30 | 6 | 0.71962
2023-03-02 03:00 | 7 | 0.7204
2023-03-02 03:30 | 8 | 0.72197
2023-03-02 04:00 | 9 | 0.93229
2023-03-02 04:30 | 10 | 1.0045
2023-03-02 05:00 | 11 | 1.13
2023-03-02 05:30 | 12 | 1.1787
2023-03-02 06:00 | 13 | 1.2666
2023-03-02 06:30 | 14 | 0.99193
2023-03-02 07:00 | 15 | 1.0633
2023-03-02 07:30 | 16 | 1.2893
2023-03-02 08:00 | 17 | 1.1575
2023-03-02 08:30 | 18 | 1.1136
2023-03-02 09:00 | 19 | 0.82791
2023-03-02 09:30 | 20 | 0.76278
2023-03-02 10:00 | 21 | 0.73531
2023-03-02 10:30 | 22 | 0.7259
2023-03-02 11:00 | 23 | 0.72354
2023-03-02 11:30 | 24 | 0.82085
2023-03-02 12:00 | 1 | 0.82007
2023-03-02 12:30 | 2 | 0.81928
2023-03-02 13:00 | 3 | 0.8185
2023-03-02 13:30 | 4 | 0.81693
2023-03-02 14:00 | 5 | 0.81693
2023-03-02 14:30 | 6 | 1.9187
2023-03-02 15:00 | 7 | 2.6627
2023-03-02 15:30 | 8 | 2.7961
2023-03-02 16:00 | 9 | 2.8228
2023-03-02 16:30 | 10 | 2.8385
2023-03-02 17:00 | 11 | 2.8793
2023-03-02 17:30 | 12 | 2.8973
2023-03-02 18:00 | 13 | 2.9271
2023-03-02 18:30 | 14 | 2.9522
2023-03-02 19:00 | 15 | 2.902
2023-03-02 19:30 | 16 | 2.7623
2023-03-02 20:00 | 17 | 2.2256
2023-03-02 20:30 | 18 | 1.9054
2023-03-02 21:00 | 19 | 1.8842
2023-03-02 21:30 | 20 | 1.648
2023-03-02 22:00 | 21 | 1.6299
2023-03-02 22:30 | 22 | 0.8389
2023-03-02 23:00 | 23 | 0.81222
2023-03-02 23:30 | 24 | 0.81222
2023-03-03 | 1 | 0.813
2023-03-03 00:30 | 2 | 0.81379
2023-03-03 01:00 | 3 | 0.813
2023-03-03 01:30 | 4 | 0.813
2023-03-03 02:00 | 5 | 0.81379
2023-03-03 02:30 | 6 | 1.9274
2023-03-03 03:00 | 7 | 2.6752
2023-03-03 03:30 | 8 | 2.8502
2023-03-03 04:00 | 9 | 2.902
2023-03-03 04:30 | 10 | 2.9209
2023-03-03 05:00 | 11 | 2.9201
2023-03-03 05:30 | 12 | 2.9044
2023-03-03 06:00 | 13 | 2.9413
2023-03-03 06:30 | 14 | 2.9177
2023-03-03 07:00 | 15 | 2.9256
2023-03-03 07:30 | 16 | 2.8071
2023-03-03 08:00 | 17 | 2.2907
2023-03-03 08:30 | 18 | 1.9784
2023-03-03 09:00 | 19 | 1.9548
2023-03-03 09:30 | 20 | 1.7163
2023-03-03 10:00 | 21 | 1.7194
2023-03-03 10:30 | 22 | 0.84832
2023-03-03 11:00 | 23 | 0.813
2023-03-03 11:30 | 24 | 0.81379
2023-03-03 12:00 | 1 | 0.813
2023-03-03 12:30 | 2 | 0.813
2023-03-03 13:00 | 3 | 0.813
2023-03-03 13:30 | 4 | 0.813
2023-03-03 14:00 | 5 | 0.81379
2023-03-03 14:30 | 6 | 1.9352
2023-03-03 15:00 | 7 | 2.6839
2023-03-03 15:30 | 8 | 2.8259
2023-03-03 16:00 | 9 | 2.8738
2023-03-03 16:30 | 10 | 2.891
2023-03-03 17:00 | 11 | 2.9036
2023-03-03 17:30 | 12 | 2.9365
2023-03-03 18:00 | 13 | 2.9687
2023-03-03 18:30 | 14 | 2.9836
2023-03-03 19:00 | 15 | 2.9318
2023-03-03 19:30 | 16 | 2.818
2023-03-03 20:00 | 17 | 2.2475
2023-03-03 20:30 | 18 | 1.9226
2023-03-03 21:00 | 19 | 1.9187
2023-03-03 21:30 | 20 | 1.6825
2023-03-03 22:00 | 21 | 1.666
2023-03-03 22:30 | 22 | 0.8389
2023-03-03 23:00 | 23 | 0.8083
2023-03-03 23:30 | 24 | 0.8083
2023-03-04 | 1 | 0.80751
2023-03-04 00:30 | 2 | 0.80751
2023-03-04 01:00 | 3 | 0.80673
2023-03-04 01:30 | 4 | 0.80751
2023-03-04 02:00 | 5 | 0.8083
2023-03-04 02:30 | 6 | 1.8811
2023-03-04 03:00 | 7 | 2.6313
2023-03-04 03:30 | 8 | 2.8039
2023-03-04 04:00 | 9 | 2.8361
2023-03-04 04:30 | 10 | 2.8691
2023-03-04 05:00 | 11 | 2.9232
2023-03-04 05:30 | 12 | 2.9475
2023-03-04 06:00 | 13 | 2.9821
2023-03-04 06:30 | 14 | 2.9789
2023-03-04 07:00 | 15 | 3.0017
2023-03-04 07:30 | 16 | 2.8902
2023-03-04 08:00 | 17 | 2.3582
2023-03-04 08:30 | 18 | 1.9791
2023-03-04 09:00 | 19 | 1.9415
2023-03-04 09:30 | 20 | 1.6904
2023-03-04 10:00 | 21 | 1.655
2023-03-04 10:30 | 22 | 0.8389
2023-03-04 11:00 | 23 | 0.8083
2023-03-04 11:30 | 24 | 0.80908
2023-03-04 12:00 | 1 | 0.80987
2023-03-04 12:30 | 2 | 0.80908
2023-03-04 13:00 | 3 | 0.8083
2023-03-04 13:30 | 4 | 0.8083
2023-03-04 14:00 | 5 | 0.8083
2023-03-04 14:30 | 6 | 1.8842
2023-03-04 15:00 | 7 | 2.6258
2023-03-04 15:30 | 8 | 2.7953
2023-03-04 16:00 | 9 | 2.9232
2023-03-04 16:30 | 10 | 2.9726
2023-03-04 17:00 | 11 | 2.9562
2023-03-04 17:30 | 12 | 2.9428
2023-03-04 18:00 | 13 | 2.957
2023-03-04 18:30 | 14 | 3.004
2023-03-04 19:00 | 15 | 2.997
2023-03-04 19:30 | 16 | 2.9444
2023-03-04 20:00 | 17 | 2.4186
2023-03-04 20:30 | 18 | 1.9611
2023-03-04 21:00 | 19 | 1.9446
2023-03-04 21:30 | 20 | 1.7092
2023-03-04 22:00 | 21 | 1.6747
2023-03-04 22:30 | 22 | 0.84126
2023-03-04 23:00 | 23 | 0.8083
2023-03-04 23:30 | 24 | 0.7102
2023-03-05 | 1 | 0.7102
2023-03-05 00:30 | 2 | 0.7102
2023-03-05 01:00 | 3 | 0.7102
2023-03-05 01:30 | 4 | 0.70942
2023-03-05 02:00 | 5 | 0.70942
2023-03-05 02:30 | 6 | 0.70942
2023-03-05 03:00 | 7 | 0.70942
2023-03-05 03:30 | 8 | 0.7102
2023-03-05 04:00 | 9 | 0.78397
2023-03-05 04:30 | 10 | 0.73924
2023-03-05 05:00 | 11 | 0.72825
2023-03-05 05:30 | 12 | 0.73061
2023-03-05 06:00 | 13 | 0.77377
2023-03-05 06:30 | 14 | 0.88756
2023-03-05 07:00 | 15 | 1.0578
2023-03-05 07:30 | 16 | 1.1175
2023-03-05 08:00 | 17 | 1.0123
2023-03-05 08:30 | 18 | 0.99507
2023-03-05 09:00 | 19 | 0.82321
2023-03-05 09:30 | 20 | 0.73217
2023-03-05 10:00 | 21 | 0.7204
2023-03-05 10:30 | 22 | 0.71962
2023-03-05 11:00 | 23 | 0.71962
2023-03-05 11:30 | 24 | 0.71883
2023-03-05 12:00 | 1 | 0.7204
2023-03-05 12:30 | 2 | 0.71962
2023-03-05 13:00 | 3 | 0.71962
2023-03-05 13:30 | 4 | 0.71883
2023-03-05 14:00 | 5 | 0.71883
2023-03-05 14:30 | 6 | 0.71883
2023-03-05 15:00 | 7 | 0.71883
2023-03-05 15:30 | 8 | 0.71883
2023-03-05 16:00 | 9 | 0.71962
2023-03-05 16:30 | 10 | 0.71805
2023-03-05 17:00 | 11 | 0.88913
2023-03-05 17:30 | 12 | 0.98957
2023-03-05 18:00 | 13 | 1.1167
2023-03-05 18:30 | 14 | 1.1724
2023-03-05 19:00 | 15 | 1.1748
2023-03-05 19:30 | 16 | 1.1049
2023-03-05 20:00 | 17 | 0.88049
2023-03-05 20:30 | 18 | 0.78789
2023-03-05 21:00 | 19 | 0.7361
2023-03-05 21:30 | 20 | 0.72197
2023-03-05 22:00 | 21 | 0.72197
2023-03-05 22:30 | 22 | 0.7204
2023-03-05 23:00 | 23 | 0.72119
2023-03-05 23:30 | 24 | 0.81928
2023-03-06 | 1 | 0.81928
2023-03-06 00:30 | 2 | 0.81771
2023-03-06 01:00 | 3 | 0.81771
2023-03-06 01:30 | 4 | 0.8185
2023-03-06 02:00 | 5 | 0.8185
2023-03-06 02:30 | 6 | 1.9454
2023-03-06 03:00 | 7 | 2.7137
2023-03-06 03:30 | 8 | 2.8785
2023-03-06 04:00 | 9 | 2.9397
2023-03-06 04:30 | 10 | 2.9703
2023-03-06 05:00 | 11 | 2.942
2023-03-06 05:30 | 12 | 2.9954
2023-03-06 06:00 | 13 | 3.0244
2023-03-06 06:30 | 14 | 3.0527
2023-03-06 07:00 | 15 | 3.0613
2023-03-06 07:30 | 16 | 2.8777
2023-03-06 08:00 | 17 | 2.2169
2023-03-06 08:30 | 18 | 1.9022
2023-03-06 09:00 | 19 | 1.8952
2023-03-06 09:30 | 20 | 1.6605
2023-03-06 10:00 | 21 | 1.6425
2023-03-06 10:30 | 22 | 0.83655
2023-03-06 11:00 | 23 | 0.80673
2023-03-06 11:30 | 24 | 0.80594
2023-03-06 12:00 | 1 | 0.80594
2023-03-06 12:30 | 2 | 0.80516
2023-03-06 13:00 | 3 | 0.79417
2023-03-06 13:30 | 4 | 0.78083
2023-03-06 14:00 | 5 | 0.77141
2023-03-06 14:30 | 6 | 1.4518
2023-03-06 15:00 | 7 | 2.3119
2023-03-06 15:30 | 8 | 2.607
2023-03-06 16:00 | 9 | 2.6791
2023-03-06 16:30 | 10 | 2.7364
2023-03-06 17:00 | 11 | 2.7027
2023-03-06 17:30 | 12 | 2.7466
2023-03-06 18:00 | 13 | 2.749
2023-03-06 18:30 | 14 | 2.7466
2023-03-06 19:00 | 15 | 2.76
2023-03-06 19:30 | 16 | 2.709
2023-03-06 20:00 | 17 | 2.1895
2023-03-06 20:30 | 18 | 1.7908
2023-03-06 21:00 | 19 | 1.7641
2023-03-06 21:30 | 20 | 1.5004
2023-03-06 22:00 | 21 | 1.4526
2023-03-06 22:30 | 22 | 0.7926
2023-03-06 23:00 | 23 | 0.77612
2023-03-06 23:30 | 24 | 0.7722
2023-03-07 | 1 | 0.76749
2023-03-07 00:30 | 2 | 0.76357
2023-03-07 01:00 | 3 | 0.762
2023-03-07 01:30 | 4 | 0.37511
2023-03-07 02:00 | 5 | 0.37511
2023-03-07 02:30 | 6 | 0.65998
2023-03-07 03:00 | 7 | 2.2766
2023-03-07 03:30 | 8 | 2.5928
2023-03-07 04:00 | 9 | 2.7011
2023-03-07 04:30 | 10 | 2.738
2023-03-07 05:00 | 11 | 2.7262
2023-03-07 05:30 | 12 | 2.7176
2023-03-07 06:00 | 13 | 2.7278
2023-03-07 06:30 | 14 | 2.7788
2023-03-07 07:00 | 15 | 2.8118
2023-03-07 07:30 | 16 | 2.7498
2023-03-07 08:00 | 17 | 2.2161
2023-03-07 08:30 | 18 | 1.8065
2023-03-07 09:00 | 19 | 1.7806
2023-03-07 09:30 | 20 | 1.5577
2023-03-07 10:00 | 21 | 1.5224
2023-03-07 10:30 | 22 | 0.8185
2023-03-07 11:00 | 23 | 0.79496
2023-03-07 11:30 | 24 | 0.78946
2023-03-07 12:00 | 1 | 0.79025
2023-03-07 12:30 | 2 | 0.78554
2023-03-07 13:00 | 3 | 0.78554
2023-03-07 13:30 | 4 | 0.78004
2023-03-07 14:00 | 5 | 0.78004
2023-03-07 14:30 | 6 | 1.6684
2023-03-07 15:00 | 7 | 2.468
2023-03-07 15:30 | 8 | 2.7168
2023-03-07 16:00 | 9 | 2.8314
2023-03-07 16:30 | 10 | 2.8785
2023-03-07 17:00 | 11 | 2.8808
2023-03-07 17:30 | 12 | 2.8808
2023-03-07 18:00 | 13 | 2.8855
2023-03-07 18:30 | 14 | 2.9216
2023-03-07 19:00 | 15 | 2.9538
2023-03-07 19:30 | 16 | 2.8573
2023-03-07 20:00 | 17 | 2.3142
2023-03-07 20:30 | 18 | 1.9438
2023-03-07 21:00 | 19 | 1.9226
2023-03-07 21:30 | 20 | 1.688
2023-03-07 22:00 | 21 | 1.6692
2023-03-07 22:30 | 22 | 0.84047
2023-03-07 23:00 | 23 | 0.80908
2023-03-07 23:30 | 24 | 0.80987
2023-03-08 | 1 | 0.80908
2023-03-08 00:30 | 2 | 0.80987
2023-03-08 01:00 | 3 | 0.80987
2023-03-08 01:30 | 4 | 0.80987
2023-03-08 02:00 | 5 | 0.80987
2023-03-08 02:30 | 6 | 1.8991
2023-03-08 03:00 | 7 | 2.6407
2023-03-08 03:30 | 8 | 2.822
2023-03-08 04:00 | 9 | 2.9083
2023-03-08 04:30 | 10 | 2.9036
2023-03-08 05:00 | 11 | 2.9303
2023-03-08 05:30 | 12 | 2.9632
2023-03-08 06:00 | 13 | 3.015
2023-03-08 06:30 | 14 | 3.0056
2023-03-08 07:00 | 15 | 3.07
2023-03-08 07:30 | 16 | 2.9475
2023-03-08 08:00 | 17 | 2.428
2023-03-08 08:30 | 18 | 2.0443
2023-03-08 09:00 | 19 | 2.0411
2023-03-08 09:30 | 20 | 1.7837
2023-03-08 10:00 | 21 | 1.7649
2023-03-08 10:30 | 22 | 0.85224
2023-03-08 11:00 | 23 | 0.81457
2023-03-08 11:30 | 24 | 0.71805
2023-03-08 12:00 | 1 | 0.71726
2023-03-08 12:30 | 2 | 0.71256
2023-03-08 13:00 | 3 | 0.71099
2023-03-08 13:30 | 4 | 0.70942
2023-03-08 14:00 | 5 | 0.7102
2023-03-08 14:30 | 6 | 0.71099
2023-03-08 15:00 | 7 | 0.71099
2023-03-08 15:30 | 8 | 0.7102
2023-03-08 16:00 | 9 | 0.70863
2023-03-08 16:30 | 10 | 0.70863
2023-03-08 17:00 | 11 | 0.70942
2023-03-08 17:30 | 12 | 0.71256
2023-03-08 18:00 | 13 | 0.71256
2023-03-08 18:30 | 14 | 0.7204
2023-03-08 19:00 | 15 | 0.88756
2023-03-08 19:30 | 16 | 1.0225
2023-03-08 20:00 | 17 | 1.1026
2023-03-08 20:30 | 18 | 1.0987
2023-03-08 21:00 | 19 | 0.92209
2023-03-08 21:30 | 20 | 0.75493
2023-03-08 22:00 | 21 | 0.71726
2023-03-08 22:30 | 22 | 0.71256
2023-03-08 23:00 | 23 | 0.70549
2023-03-08 23:30 | 24 | 0.70549
2023-03-09 | 1 | 0.70549
2023-03-09 00:30 | 2 | 0.70157
2023-03-09 01:00 | 3 | 0.70157
2023-03-09 01:30 | 4 | 0.70157
2023-03-09 02:00 | 5 | 0.70628
2023-03-09 02:30 | 6 | 0.70078
2023-03-09 03:00 | 7 | 0.70628
2023-03-09 03:30 | 8 | 0.70549
2023-03-09 04:00 | 9 | 0.70628
2023-03-09 04:30 | 10 | 0.70863
2023-03-09 05:00 | 11 | 0.70942
2023-03-09 05:30 | 12 | 0.71177
2023-03-09 06:00 | 13 | 0.71256
2023-03-09 06:30 | 14 | 0.76357
2023-03-09 07:00 | 15 | 0.79103
2023-03-09 07:30 | 16 | 0.73374
2023-03-09 08:00 | 17 | 0.74159
2023-03-09 08:30 | 18 | 0.7204
2023-03-09 09:00 | 19 | 0.71648
2023-03-09 09:30 | 20 | 0.7157
2023-03-09 10:00 | 21 | 0.71726
2023-03-09 10:30 | 22 | 0.71805
2023-03-09 11:00 | 23 | 0.71883
2023-03-09 11:30 | 24 | 0.81771
2023-03-09 12:00 | 1 | 0.8185
2023-03-09 12:30 | 2 | 0.81928
2023-03-09 13:00 | 3 | 0.81928
2023-03-09 13:30 | 4 | 0.81928
2023-03-09 14:00 | 5 | 0.813
2023-03-09 14:30 | 6 | 1.8599
2023-03-09 15:00 | 7 | 2.6211
2023-03-09 15:30 | 8 | 2.7906
2023-03-09 16:00 | 9 | 2.8565
2023-03-09 16:30 | 10 | 3.0103
2023-03-09 17:00 | 11 | 3.0535
2023-03-09 17:30 | 12 | 3.0849
2023-03-09 18:00 | 13 | 3.1382
2023-03-09 18:30 | 14 | 3.1422
2023-03-09 19:00 | 15 | 3.1594
2023-03-09 19:30 | 16 | 3.0951
2023-03-09 20:00 | 17 | 2.4728
2023-03-09 20:30 | 18 | 2.0741
2023-03-09 21:00 | 19 | 2.0474
2023-03-09 21:30 | 20 | 1.834
2023-03-09 22:00 | 21 | 1.8167
2023-03-09 22:30 | 22 | 0.86166
2023-03-09 23:00 | 23 | 0.8185
2023-03-09 23:30 | 24 | 0.81928
2023-03-10 | 1 | 0.81928
2023-03-10 00:30 | 2 | 0.81928
2023-03-10 01:00 | 3 | 0.8185
2023-03-10 01:30 | 4 | 0.8185
2023-03-10 02:00 | 5 | 0.8185
2023-03-10 02:30 | 6 | 2.0278
2023-03-10 03:00 | 7 | 2.7749
2023-03-10 03:30 | 8 | 2.9248
2023-03-10 04:00 | 9 | 3.0566
2023-03-10 04:30 | 10 | 3.1084
2023-03-10 05:00 | 11 | 3.0959
2023-03-10 05:30 | 12 | 3.1343
2023-03-10 06:00 | 13 | 3.1531
2023-03-10 06:30 | 14 | 3.1728
2023-03-10 07:00 | 15 | 3.2143
2023-03-10 07:30 | 16 | 3.0966
2023-03-10 08:00 | 17 | 2.5159
2023-03-10 08:30 | 18 | 2.0725
2023-03-10 09:00 | 19 | 2.0937
2023-03-10 09:30 | 20 | 1.8332
2023-03-10 10:00 | 21 | 1.8387
2023-03-10 10:30 | 22 | 0.8648
2023-03-10 11:00 | 23 | 0.82007
2023-03-10 11:30 | 24 | 0.82085
2023-03-10 12:00 | 1 | 0.82085
2023-03-10 12:30 | 2 | 0.82164
2023-03-10 13:00 | 3 | 0.82164
2023-03-10 13:30 | 4 | 0.82164
2023-03-10 14:00 | 5 | 0.82085
2023-03-10 14:30 | 6 | 2.0741
2023-03-10 15:00 | 7 | 2.7843
2023-03-10 15:30 | 8 | 2.9483
2023-03-10 16:00 | 9 | 2.9946
2023-03-10 16:30 | 10 | 3.0519
2023-03-10 17:00 | 11 | 3.121
2023-03-10 17:30 | 12 | 3.1539
2023-03-10 18:00 | 13 | 3.1775
2023-03-10 18:30 | 14 | 3.2018
2023-03-10 19:00 | 15 | 3.2269
2023-03-10 19:30 | 16 | 3.1414
2023-03-10 20:00 | 17 | 2.5622
2023-03-10 20:30 | 18 | 2.1494
2023-03-10 21:00 | 19 | 2.118
2023-03-10 21:30 | 20 | 1.8583
2023-03-10 22:00 | 21 | 1.8402
2023-03-10 22:30 | 22 | 0.8648
2023-03-10 23:00 | 23 | 0.82007
2023-03-10 23:30 | 24 | 0.82007
2023-03-11 | 1 | 0.81928
2023-03-11 00:30 | 2 | 0.81928
2023-03-11 01:00 | 3 | 0.81928
2023-03-11 01:30 | 4 | 0.81693
2023-03-11 02:00 | 5 | 0.81065
2023-03-11 02:30 | 6 | 1.852
2023-03-11 03:00 | 7 | 2.585
2023-03-11 03:30 | 8 | 2.778
2023-03-11 04:00 | 9 | 2.8314
2023-03-11 04:30 | 10 | 2.8549
2023-03-11 05:00 | 11 | 2.8487
2023-03-11 05:30 | 12 | 2.8541
2023-03-11 06:00 | 13 | 2.8573
2023-03-11 06:30 | 14 | 2.8714
2023-03-11 07:00 | 15 | 2.9295
2023-03-11 07:30 | 16 | 2.8314
2023-03-11 08:00 | 17 | 2.3048
2023-03-11 08:30 | 18 | 1.8693
2023-03-11 09:00 | 19 | 1.841
2023-03-11 09:30 | 20 | 1.5805
2023-03-11 10:00 | 21 | 1.5161
2023-03-11 10:30 | 22 | 0.81771
2023-03-11 11:00 | 23 | 0.79417
2023-03-11 11:30 | 24 | 0.78946
2023-03-11 12:00 | 1 | 0.78946
2023-03-11 12:30 | 2 | 0.78475
2023-03-11 13:00 | 3 | 0.78083
2023-03-11 13:30 | 4 | 0.77612
2023-03-11 14:00 | 5 | 0.77141
2023-03-11 14:30 | 6 | 1.4424
2023-03-11 15:00 | 7 | 2.3409
2023-03-11 15:30 | 8 | 2.6109
2023-03-11 16:00 | 9 | 2.7011
2023-03-11 16:30 | 10 | 2.7333
2023-03-11 17:00 | 11 | 2.7615
2023-03-11 17:30 | 12 | 2.76
2023-03-11 18:00 | 13 | 2.7945
2023-03-11 18:30 | 14 | 2.7961
2023-03-11 19:00 | 15 | 2.8596
2023-03-11 19:30 | 16 | 2.7702
2023-03-11 20:00 | 17 | 2.3001
2023-03-11 20:30 | 18 | 1.8803
2023-03-11 21:00 | 19 | 1.8646
2023-03-11 21:30 | 20 | 1.6025
2023-03-11 22:00 | 21 | 1.5703
2023-03-11 22:30 | 22 | 0.8287
2023-03-11 23:00 | 23 | 0.80437
2023-03-11 23:30 | 24 | 0.70549
2023-03-12 | 1 | 0.70549
2023-03-12 00:30 | 2 | 0.70549
2023-03-12 01:00 | 3 | 0.70549
2023-03-12 01:30 | 4 | 0.70549
2023-03-12 02:00 | 5 | 0.70078
2023-03-12 02:30 | 6 | 0.70078
2023-03-12 03:00 | 7 | 0.70392
2023-03-12 03:30 | 8 | 0.70471
2023-03-12 04:00 | 9 | 0.82085
2023-03-12 04:30 | 10 | 0.84518
2023-03-12 05:00 | 11 | 0.82635
2023-03-12 05:30 | 12 | 0.78004
2023-03-12 06:00 | 13 | 0.74944
2023-03-12 06:30 | 14 | 0.77534
2023-03-12 07:00 | 15 | 0.92601
2023-03-12 07:30 | 16 | 0.99585
2023-03-12 08:00 | 17 | 0.98565
2023-03-12 08:30 | 18 | 0.92444
2023-03-12 09:00 | 19 | 0.77769
2023-03-12 09:30 | 20 | 0.71648
2023-03-12 10:00 | 21 | 0.71491
2023-03-12 10:30 | 22 | 0.71413
2023-03-12 11:00 | 23 | 0.71334
2023-03-12 11:30 | 24 | 0.71334
2023-03-12 12:00 | 1 | 0.71256
2023-03-12 12:30 | 2 | 0.71256
2023-03-12 13:00 | 3 | 0.71177
2023-03-12 13:30 | 4 | 0.71099
2023-03-12 14:00 | 5 | 0.71099
2023-03-12 14:30 | 6 | 0.71099
2023-03-12 15:00 | 7 | 0.71334
2023-03-12 15:30 | 8 | 0.71491
2023-03-12 16:00 | 9 | 0.7157
2023-03-12 16:30 | 10 | 0.71648
2023-03-12 17:00 | 11 | 0.79103
2023-03-12 17:30 | 12 | 0.81065
2023-03-12 18:00 | 13 | 0.81693
2023-03-12 18:30 | 14 | 0.8907
2023-03-12 19:00 | 15 | 0.82791
2023-03-12 19:30 | 16 | 0.84361
2023-03-12 20:00 | 17 | 0.80751
2023-03-12 20:30 | 18 | 0.72747
2023-03-12 21:00 | 19 | 0.72276
2023-03-12 21:30 | 20 | 0.7204
2023-03-12 22:00 | 21 | 0.7204
2023-03-12 22:30 | 22 | 0.71962
2023-03-12 23:00 | 23 | 0.71962
2023-03-12 23:30 | 24 | 0.8185
2023-03-13 | 1 | 0.8185
2023-03-13 00:30 | 2 | 0.8185
2023-03-13 01:00 | 3 | 0.8185
2023-03-13 01:30 | 4 | 0.8185
2023-03-13 02:00 | 5 | 0.81928
2023-03-13 02:30 | 6 | 1.9972
2023-03-13 03:00 | 7 | 2.7317
2023-03-13 03:30 | 8 | 2.9711
2023-03-13 04:00 | 9 | 3.0033
2023-03-13 04:30 | 10 | 3.0558
2023-03-13 05:00 | 11 | 3.0503
2023-03-13 05:30 | 12 | 3.1037
2023-03-13 06:00 | 13 | 3.1476
2023-03-13 06:30 | 14 | 3.1837
2023-03-13 07:00 | 15 | 3.1351
2023-03-13 07:30 | 16 | 3.0009
2023-03-13 08:00 | 17 | 2.4696
2023-03-13 08:30 | 18 | 2.0498
2023-03-13 09:00 | 19 | 2.0278
2023-03-13 09:30 | 20 | 1.7932
2023-03-13 10:00 | 21 | 1.7547
2023-03-13 10:30 | 22 | 0.85381
2023-03-13 11:00 | 23 | 0.81457
2023-03-13 11:30 | 24 | 0.81614
2023-03-13 12:00 | 1 | 0.81614
2023-03-13 12:30 | 2 | 0.81693
2023-03-13 13:00 | 3 | 0.813
2023-03-13 13:30 | 4 | 0.81143
2023-03-13 14:00 | 5 | 0.81143
2023-03-13 14:30 | 6 | 1.8669
2023-03-13 15:00 | 7 | 2.6281
2023-03-13 15:30 | 8 | 2.7694
2023-03-13 16:00 | 9 | 2.8039
2023-03-13 16:30 | 10 | 2.829
2023-03-13 17:00 | 11 | 2.8581
2023-03-13 17:30 | 12 | 2.8887
2023-03-13 18:00 | 13 | 2.9726
2023-03-13 18:30 | 14 | 3.0291
2023-03-13 19:00 | 15 | 3.0276
2023-03-13 19:30 | 16 | 2.9216
2023-03-13 20:00 | 17 | 2.4461
2023-03-13 20:30 | 18 | 2.0058
2023-03-13 21:00 | 19 | 2.0066
2023-03-13 21:30 | 20 | 1.7524
2023-03-13 22:00 | 21 | 1.7351
2023-03-13 22:30 | 22 | 0.85224
2023-03-13 23:00 | 23 | 0.81536
2023-03-13 23:30 | 24 | 0.81614
2023-03-14 | 1 | 0.81771
2023-03-14 00:30 | 2 | 0.81693
2023-03-14 01:00 | 3 | 0.81693
2023-03-14 01:30 | 4 | 0.81693
2023-03-14 02:00 | 5 | 0.81614
2023-03-14 02:30 | 6 | 1.9807
2023-03-14 03:00 | 7 | 2.7309
2023-03-14 03:30 | 8 | 2.8887
2023-03-14 04:00 | 9 | 2.9099
2023-03-14 04:30 | 10 | 2.9326
2023-03-14 05:00 | 11 | 2.9169
2023-03-14 05:30 | 12 | 2.9428
2023-03-14 06:00 | 13 | 2.9836
2023-03-14 06:30 | 14 | 3.0299
2023-03-14 07:00 | 15 | 3.0574
2023-03-14 07:30 | 16 | 2.9601
2023-03-14 08:00 | 17 | 2.4115
2023-03-14 08:30 | 18 | 1.9846
2023-03-14 09:00 | 19 | 1.9839
2023-03-14 09:30 | 20 | 1.7312
2023-03-14 10:00 | 21 | 1.7115
2023-03-14 10:30 | 22 | 0.84832
2023-03-14 11:00 | 23 | 0.813
2023-03-14 11:30 | 24 | 0.813
2023-03-14 12:00 | 1 | 0.813
2023-03-14 12:30 | 2 | 0.813
2023-03-14 13:00 | 3 | 0.81222
2023-03-14 13:30 | 4 | 0.81222
2023-03-14 14:00 | 5 | 0.81143
2023-03-14 14:30 | 6 | 1.9234
2023-03-14 15:00 | 7 | 2.6878
2023-03-14 15:30 | 8 | 2.942
2023-03-14 16:00 | 9 | 3.0127
2023-03-14 16:30 | 10 | 3.0817
2023-03-14 17:00 | 11 | 3.0919
2023-03-14 17:30 | 12 | 3.0527
2023-03-14 18:00 | 13 | 3.1406
2023-03-14 18:30 | 14 | 3.1406
2023-03-14 19:00 | 15 | 3.212
2023-03-14 19:30 | 16 | 3.1194
2023-03-14 20:00 | 17 | 2.5865
2023-03-14 20:30 | 18 | 2.071
2023-03-14 21:00 | 19 | 2.1212
2023-03-14 21:30 | 20 | 1.8614
2023-03-14 22:00 | 21 | 1.7963
2023-03-14 22:30 | 22 | 0.85538
2023-03-14 23:00 | 23 | 0.813
2023-03-14 23:30 | 24 | 0.81379
2023-03-15 | 1 | 0.81536
2023-03-15 00:30 | 2 | 0.81379
2023-03-15 01:00 | 3 | 0.81457
2023-03-15 01:30 | 4 | 0.81379
2023-03-15 02:00 | 5 | 0.81379
2023-03-15 02:30 | 6 | 1.9642
2023-03-15 03:00 | 7 | 2.7317
2023-03-15 03:30 | 8 | 2.8887
2023-03-15 04:00 | 9 | 2.9067
2023-03-15 04:30 | 10 | 2.9703
2023-03-15 05:00 | 11 | 3.0339
2023-03-15 05:30 | 12 | 3.0103
2023-03-15 06:00 | 13 | 3.0574
2023-03-15 06:30 | 14 | 3.077
2023-03-15 07:00 | 15 | 3.1673
2023-03-15 07:30 | 16 | 3.0307
2023-03-15 08:00 | 17 | 2.5096
2023-03-15 08:30 | 18 | 2.0717
2023-03-15 09:00 | 19 | 2.0254
2023-03-15 09:30 | 20 | 1.7688
2023-03-15 10:00 | 21 | 1.772
2023-03-15 10:30 | 22 | 0.85617
2023-03-15 11:00 | 23 | 0.81536
2023-03-15 11:30 | 24 | 0.71726
2023-03-15 12:00 | 1 | 0.71726
2023-03-15 12:30 | 2 | 0.71805
2023-03-15 13:00 | 3 | 0.71805
2023-03-15 13:30 | 4 | 0.71805
2023-03-15 14:00 | 5 | 0.71805
2023-03-15 14:30 | 6 | 0.71883
2023-03-15 15:00 | 7 | 0.71883
2023-03-15 15:30 | 8 | 0.71883
2023-03-15 16:00 | 9 | 0.7204
2023-03-15 16:30 | 10 | 0.72119
2023-03-15 17:00 | 11 | 0.86323
2023-03-15 17:30 | 12 | 0.89776
2023-03-15 18:00 | 13 | 1.0053
2023-03-15 18:30 | 14 | 1.0892
2023-03-15 19:00 | 15 | 1.1936
2023-03-15 19:30 | 16 | 1.2941
2023-03-15 20:00 | 17 | 1.2941
2023-03-15 20:30 | 18 | 1.2344
2023-03-15 21:00 | 19 | 1.0163
2023-03-15 21:30 | 20 | 0.80202
2023-03-15 22:00 | 21 | 0.75101
2023-03-15 22:30 | 22 | 0.72982
2023-03-15 23:00 | 23 | 0.72511
2023-03-15 23:30 | 24 | 0.72433
2023-03-16 | 1 | 0.72433
2023-03-16 00:30 | 2 | 0.72433
2023-03-16 01:00 | 3 | 0.72354
2023-03-16 01:30 | 4 | 0.72354
2023-03-16 02:00 | 5 | 0.72354
2023-03-16 02:30 | 6 | 0.72433
2023-03-16 03:00 | 7 | 0.72433
2023-03-16 03:30 | 8 | 0.72433
2023-03-16 04:00 | 9 | 0.7259
2023-03-16 04:30 | 10 | 0.77848
2023-03-16 05:00 | 11 | 1.0233
2023-03-16 05:30 | 12 | 1.1363
2023-03-16 06:00 | 13 | 1.2046
2023-03-16 06:30 | 14 | 1.2399
2023-03-16 07:00 | 15 | 1.1481
2023-03-16 07:30 | 16 | 0.9935
2023-03-16 08:00 | 17 | 0.7926
2023-03-16 08:30 | 18 | 0.75964
2023-03-16 09:00 | 19 | 0.72904
2023-03-16 09:30 | 20 | 0.72511
2023-03-16 10:00 | 21 | 0.72511
2023-03-16 10:30 | 22 | 0.72825
2023-03-16 11:00 | 23 | 0.72825
2023-03-16 11:30 | 24 | 0.72825
2023-03-16 12:00 | 1 | 0.72747
2023-03-16 12:30 | 2 | 0.72747
2023-03-16 13:00 | 3 | 0.72747
2023-03-16 13:30 | 4 | 0.72747
2023-03-16 14:00 | 5 | 0.72747
2023-03-16 14:30 | 6 | 0.72747
2023-03-16 15:00 | 7 | 0.72747
2023-03-16 15:30 | 8 | 0.73374
2023-03-16 16:00 | 9 | 0.89697
2023-03-16 16:30 | 10 | 0.8546
2023-03-16 17:00 | 11 | 0.95112
2023-03-16 17:30 | 12 | 1.1426
2023-03-16 18:00 | 13 | 1.2179
2023-03-16 18:30 | 14 | 1.2093
2023-03-16 19:00 | 15 | 1.2917
2023-03-16 19:30 | 16 | 1.2713
2023-03-16 20:00 | 17 | 1.2407
2023-03-16 20:30 | 18 | 0.94092
2023-03-16 21:00 | 19 | 0.85852
2023-03-16 21:30 | 20 | 0.74787
2023-03-16 22:00 | 21 | 0.73139
2023-03-16 22:30 | 22 | 0.72747
2023-03-16 23:00 | 23 | 0.7259
2023-03-16 23:30 | 24 | 0.82399
2023-03-17 | 1 | 0.82399
2023-03-17 00:30 | 2 | 0.82321
2023-03-17 01:00 | 3 | 0.82321
2023-03-17 01:30 | 4 | 0.82242
2023-03-17 02:00 | 5 | 0.82164
2023-03-17 02:30 | 6 | 1.9933
2023-03-17 03:00 | 7 | 2.7992
2023-03-17 03:30 | 8 | 3.1115
2023-03-17 04:00 | 9 | 3.1767
2023-03-17 04:30 | 10 | 3.2293
2023-03-17 05:00 | 11 | 3.1673
2023-03-17 05:30 | 12 | 3.1696
2023-03-17 06:00 | 13 | 3.2261
2023-03-17 06:30 | 14 | 3.1994
2023-03-17 07:00 | 15 | 3.2073
2023-03-17 07:30 | 16 | 3.1163
2023-03-17 08:00 | 17 | 2.5669
2023-03-17 08:30 | 18 | 2.0568
2023-03-17 09:00 | 19 | 2.0364
2023-03-17 09:30 | 20 | 1.7822
2023-03-17 10:00 | 21 | 1.7649
2023-03-17 10:30 | 22 | 0.85617
2023-03-17 11:00 | 23 | 0.81693
2023-03-17 11:30 | 24 | 0.81771
2023-03-17 12:00 | 1 | 0.8185
2023-03-17 12:30 | 2 | 0.8185
2023-03-17 13:00 | 3 | 0.8185
2023-03-17 13:30 | 4 | 0.81771
2023-03-17 14:00 | 5 | 0.8185
2023-03-17 14:30 | 6 | 1.9737
2023-03-17 15:00 | 7 | 2.738
2023-03-17 15:30 | 8 | 2.935
2023-03-17 16:00 | 9 | 3.0354
2023-03-17 16:30 | 10 | 3.0951
2023-03-17 17:00 | 11 | 3.099
2023-03-17 17:30 | 12 | 3.1092
2023-03-17 18:00 | 13 | 3.1524
2023-03-17 18:30 | 14 | 3.183
2023-03-17 19:00 | 15 | 3.2371
2023-03-17 19:30 | 16 | 3.0825
2023-03-17 20:00 | 17 | 2.4688
2023-03-17 20:30 | 18 | 2.0757
2023-03-17 21:00 | 19 | 2.0482
2023-03-17 21:30 | 20 | 1.8143
2023-03-17 22:00 | 21 | 1.7759
2023-03-17 22:30 | 22 | 0.85538
2023-03-17 23:00 | 23 | 0.81614
2023-03-17 23:30 | 24 | 0.81614
2023-03-18 | 1 | 0.81614
2023-03-18 00:30 | 2 | 0.81614
2023-03-18 01:00 | 3 | 0.81614
2023-03-18 01:30 | 4 | 0.81614
2023-03-18 02:00 | 5 | 0.81536
2023-03-18 02:30 | 6 | 1.9666
2023-03-18 03:00 | 7 | 2.7309
2023-03-18 03:30 | 8 | 2.9577
2023-03-18 04:00 | 9 | 3.0182
2023-03-18 04:30 | 10 | 3.0621
2023-03-18 05:00 | 11 | 3.0605
2023-03-18 05:30 | 12 | 3.0786
2023-03-18 06:00 | 13 | 3.0998
2023-03-18 06:30 | 14 | 3.1037
2023-03-18 07:00 | 15 | 3.1374
2023-03-18 07:30 | 16 | 3.0291
2023-03-18 08:00 | 17 | 2.4947
2023-03-18 08:30 | 18 | 2.0506
2023-03-18 09:00 | 19 | 2.0294
2023-03-18 09:30 | 20 | 1.7531
2023-03-18 10:00 | 21 | 1.717
2023-03-18 10:30 | 22 | 0.84832
2023-03-18 11:00 | 23 | 0.813
2023-03-18 11:30 | 24 | 0.813
2023-03-18 12:00 | 1 | 0.81222
2023-03-18 12:30 | 2 | 0.81143
2023-03-18 13:00 | 3 | 0.81143
2023-03-18 13:30 | 4 | 0.81143
2023-03-18 14:00 | 5 | 0.81222
2023-03-18 14:30 | 6 | 1.9274
2023-03-18 15:00 | 7 | 2.7074
2023-03-18 15:30 | 8 | 2.8667
2023-03-18 16:00 | 9 | 2.9428
2023-03-18 16:30 | 10 | 3.026
2023-03-18 17:00 | 11 | 3.0323
2023-03-18 17:30 | 12 | 3.0488
2023-03-18 18:00 | 13 | 3.059
2023-03-18 18:30 | 14 | 3.077
2023-03-18 19:00 | 15 | 3.066
2023-03-18 19:30 | 16 | 2.9397
2023-03-18 20:00 | 17 | 2.4437
2023-03-18 20:30 | 18 | 2.0074
2023-03-18 21:00 | 19 | 2.0058
2023-03-18 21:30 | 20 | 1.7524
2023-03-18 22:00 | 21 | 1.7155
2023-03-18 22:30 | 22 | 0.84832
2023-03-18 23:00 | 23 | 0.81222
2023-03-18 23:30 | 24 | 0.71491
2023-03-19 | 1 | 0.71491
2023-03-19 00:30 | 2 | 0.71491
2023-03-19 01:00 | 3 | 0.71491
2023-03-19 01:30 | 4 | 0.71413
2023-03-19 02:00 | 5 | 0.71413
2023-03-19 02:30 | 6 | 0.71256
2023-03-19 03:00 | 7 | 0.71413
2023-03-19 03:30 | 8 | 0.71648
2023-03-19 04:00 | 9 | 0.71883
2023-03-19 04:30 | 10 | 0.71883
2023-03-19 05:00 | 11 | 0.83812
2023-03-19 05:30 | 12 | 0.86951
2023-03-19 06:00 | 13 | 0.93072
2023-03-19 06:30 | 14 | 1.0359
2023-03-19 07:00 | 15 | 1.1661
2023-03-19 07:30 | 16 | 1.2509
2023-03-19 08:00 | 17 | 1.2501
2023-03-19 08:30 | 18 | 1.2423
2023-03-19 09:00 | 19 | 1.0767
2023-03-19 09:30 | 20 | 0.81771
2023-03-19 10:00 | 21 | 0.74473
2023-03-19 10:30 | 22 | 0.72354
2023-03-19 11:00 | 23 | 0.7204
2023-03-19 11:30 | 24 | 0.71883
2023-03-19 12:00 | 1 | 0.71805
2023-03-19 12:30 | 2 | 0.71648
2023-03-19 13:00 | 3 | 0.7157
2023-03-19 13:30 | 4 | 0.71491
2023-03-19 14:00 | 5 | 0.71413
2023-03-19 14:30 | 6 | 0.71491
2023-03-19 15:00 | 7 | 0.71726
2023-03-19 15:30 | 8 | 0.94563
2023-03-19 16:00 | 9 | 0.99899
2023-03-19 16:30 | 10 | 0.99193
2023-03-19 17:00 | 11 | 1.0265
2023-03-19 17:30 | 12 | 1.1034
2023-03-19 18:00 | 13 | 1.0994
2023-03-19 18:30 | 14 | 1.2093
2023-03-19 19:00 | 15 | 1.2862
2023-03-19 19:30 | 16 | 1.3058
2023-03-19 20:00 | 17 | 1.305
2023-03-19 20:30 | 18 | 1.2948
2023-03-19 21:00 | 19 | 1.1387
2023-03-19 21:30 | 20 | 0.85381
2023-03-19 22:00 | 21 | 0.76278
2023-03-19 22:30 | 22 | 0.72825
2023-03-19 23:00 | 23 | 0.7204
2023-03-19 23:30 | 24 | 0.81771
2023-03-20 | 1 | 0.81693
2023-03-20 00:30 | 2 | 0.81614
2023-03-20 01:00 | 3 | 0.81614
2023-03-20 01:30 | 4 | 0.81457
2023-03-20 02:00 | 5 | 0.81457
2023-03-20 02:30 | 6 | 1.8709
2023-03-20 03:00 | 7 | 2.6454
2023-03-20 03:30 | 8 | 2.9695
2023-03-20 04:00 | 9 | 3.0872
2023-03-20 04:30 | 10 | 3.1304
2023-03-20 05:00 | 11 | 3.1029
2023-03-20 05:30 | 12 | 3.1155
2023-03-20 06:00 | 13 | 3.1563
2023-03-20 06:30 | 14 | 3.1877
2023-03-20 07:00 | 15 | 3.2246
2023-03-20 07:30 | 16 | 3.0857
2023-03-20 08:00 | 17 | 2.4916
2023-03-20 08:30 | 18 | 2.0113
2023-03-20 09:00 | 19 | 2.0121
2023-03-20 09:30 | 20 | 1.779
2023-03-20 10:00 | 21 | 1.7429
2023-03-20 10:30 | 22 | 0.85224
2023-03-20 11:00 | 23 | 0.81536
2023-03-20 11:30 | 24 | 0.81614
2023-03-20 12:00 | 1 | 0.81536
2023-03-20 12:30 | 2 | 0.81457
2023-03-20 13:00 | 3 | 0.81457
2023-03-20 13:30 | 4 | 0.81379
2023-03-20 14:00 | 5 | 0.813
2023-03-20 14:30 | 6 | 1.9007
2023-03-20 15:00 | 7 | 2.6972
2023-03-20 15:30 | 8 | 2.9726
2023-03-20 16:00 | 9 | 3.088
2023-03-20 16:30 | 10 | 3.1013
2023-03-20 17:00 | 11 | 3.0762
2023-03-20 17:30 | 12 | 3.0574
2023-03-20 18:00 | 13 | 3.121
2023-03-20 18:30 | 14 | 3.1029
2023-03-20 19:00 | 15 | 3.1437
2023-03-20 19:30 | 16 | 3.0535
2023-03-20 20:00 | 17 | 2.501
2023-03-20 20:30 | 18 | 2.0294
2023-03-20 21:00 | 19 | 2.0105
2023-03-20 21:30 | 20 | 1.7767
2023-03-20 22:00 | 21 | 1.739
2023-03-20 22:30 | 22 | 0.85224
2023-03-20 23:00 | 23 | 0.81536
2023-03-20 23:30 | 24 | 0.81614
2023-03-21 | 1 | 0.81457
2023-03-21 00:30 | 2 | 0.81379
2023-03-21 01:00 | 3 | 0.813
2023-03-21 01:30 | 4 | 0.81379
2023-03-21 02:00 | 5 | 0.81379
2023-03-21 02:30 | 6 | 1.9493
2023-03-21 03:00 | 7 | 2.7317
2023-03-21 03:30 | 8 | 2.9891
2023-03-21 04:00 | 9 | 3.0692
2023-03-21 04:30 | 10 | 3.1013
2023-03-21 05:00 | 11 | 3.0825
2023-03-21 05:30 | 12 | 3.0574
2023-03-21 06:00 | 13 | 3.1147
2023-03-21 06:30 | 14 | 3.1343
2023-03-21 07:00 | 15 | 3.1657
2023-03-21 07:30 | 16 | 3.0315
2023-03-21 08:00 | 17 | 2.5018
2023-03-21 08:30 | 18 | 2.049
2023-03-21 09:00 | 19 | 2.0309
2023-03-21 09:30 | 20 | 1.7743
2023-03-21 10:00 | 21 | 1.7382
2023-03-21 10:30 | 22 | 0.85224
2023-03-21 11:00 | 23 | 0.81379
2023-03-21 11:30 | 24 | 0.81457
2023-03-21 12:00 | 1 | 0.813
2023-03-21 12:30 | 2 | 0.81379
2023-03-21 13:00 | 3 | 0.81379
2023-03-21 13:30 | 4 | 0.813
2023-03-21 14:00 | 5 | 0.813
2023-03-21 14:30 | 6 | 1.947
2023-03-21 15:00 | 7 | 2.7294
2023-03-21 15:30 | 8 | 2.9279
2023-03-21 16:00 | 9 | 3.0621
2023-03-21 16:30 | 10 | 3.1178
2023-03-21 17:00 | 11 | 3.1108
2023-03-21 17:30 | 12 | 3.139
2023-03-21 18:00 | 13 | 3.1712
2023-03-21 18:30 | 14 | 3.1861
2023-03-21 19:00 | 15 | 3.2434
2023-03-21 19:30 | 16 | 3.0833
2023-03-21 20:00 | 17 | 2.5371
2023-03-21 20:30 | 18 | 2.0725
2023-03-21 21:00 | 19 | 2.0482
2023-03-21 21:30 | 20 | 1.8143
2023-03-21 22:00 | 21 | 1.7571
2023-03-21 22:30 | 22 | 0.8546
2023-03-21 23:00 | 23 | 0.81536
2023-03-21 23:30 | 24 | 0.81693
2023-03-22 | 1 | 0.81693
2023-03-22 00:30 | 2 | 0.81614
2023-03-22 01:00 | 3 | 0.81614
2023-03-22 01:30 | 4 | 0.81614
2023-03-22 02:00 | 5 | 0.81536
2023-03-22 02:30 | 6 | 1.9635
2023-03-22 03:00 | 7 | 2.749
2023-03-22 03:30 | 8 | 2.9358
2023-03-22 04:00 | 9 | 3.0762
2023-03-22 04:30 | 10 | 3.1045
2023-03-22 05:00 | 11 | 3.1382
2023-03-22 05:30 | 12 | 3.1382
2023-03-22 06:00 | 13 | 3.1453
2023-03-22 06:30 | 14 | 3.1845
2023-03-22 07:00 | 15 | 3.1806
2023-03-22 07:30 | 16 | 3.0197
2023-03-22 08:00 | 17 | 2.4382
2023-03-22 08:30 | 18 | 2.0302
2023-03-22 09:00 | 19 | 2.027
2023-03-22 09:30 | 20 | 1.7892
2023-03-22 10:00 | 21 | 1.772
2023-03-22 10:30 | 22 | 0.85538
2023-03-22 11:00 | 23 | 0.81536
2023-03-22 11:30 | 24 | 0.71883
2023-03-22 12:00 | 1 | 0.71883
2023-03-22 12:30 | 2 | 0.71805
2023-03-22 13:00 | 3 | 0.71805
2023-03-22 13:30 | 4 | 0.71805
2023-03-22 14:00 | 5 | 0.71805
2023-03-22 14:30 | 6 | 0.71883
2023-03-22 15:00 | 7 | 0.71962
2023-03-22 15:30 | 8 | 0.72119
2023-03-22 16:00 | 9 | 0.73767
2023-03-22 16:30 | 10 | 0.81928
2023-03-22 17:00 | 11 | 0.91581
2023-03-22 17:30 | 12 | 0.93935
2023-03-22 18:00 | 13 | 1.0367
2023-03-22 18:30 | 14 | 1.0602
2023-03-22 19:00 | 15 | 1.1991
2023-03-22 19:30 | 16 | 1.2925
2023-03-22 20:00 | 17 | 1.2956
2023-03-22 20:30 | 18 | 1.2925
2023-03-22 21:00 | 19 | 1.1057
2023-03-22 21:30 | 20 | 0.85695
2023-03-22 22:00 | 21 | 0.76435
2023-03-22 22:30 | 22 | 0.73374
2023-03-22 23:00 | 23 | 0.72668
2023-03-22 23:30 | 24 | 0.7259
2023-03-23 | 1 | 0.72511
2023-03-23 00:30 | 2 | 0.72354
2023-03-23 01:00 | 3 | 0.72354
2023-03-23 01:30 | 4 | 0.72354
2023-03-23 02:00 | 5 | 0.72433
2023-03-23 02:30 | 6 | 0.72511
2023-03-23 03:00 | 7 | 0.7259
2023-03-23 03:30 | 8 | 0.7259
2023-03-23 04:00 | 9 | 1.0422
2023-03-23 04:30 | 10 | 1.0767
2023-03-23 05:00 | 11 | 1.2595
2023-03-23 05:30 | 12 | 1.2823
2023-03-23 06:00 | 13 | 1.2823
2023-03-23 06:30 | 14 | 1.3043
2023-03-23 07:00 | 15 | 1.316
2023-03-23 07:30 | 16 | 1.3302
2023-03-23 08:00 | 17 | 1.3294
2023-03-23 08:30 | 18 | 1.316
2023-03-23 09:00 | 19 | 1.192
2023-03-23 09:30 | 20 | 0.90168
2023-03-23 10:00 | 21 | 0.78789
2023-03-23 10:30 | 22 | 0.74081
2023-03-23 11:00 | 23 | 0.72747
2023-03-23 11:30 | 24 | 0.82321
2023-03-23 12:00 | 1 | 0.82085
2023-03-23 12:30 | 2 | 0.82007
2023-03-23 13:00 | 3 | 0.81928
2023-03-23 13:30 | 4 | 0.81928
2023-03-23 14:00 | 5 | 0.82007
2023-03-23 14:30 | 6 | 1.9729
2023-03-23 15:00 | 7 | 2.7984
2023-03-23 15:30 | 8 | 2.9805
2023-03-23 16:00 | 9 | 3.1649
2023-03-23 16:30 | 10 | 3.2159
2023-03-23 17:00 | 11 | 3.2034
2023-03-23 17:30 | 12 | 3.2034
2023-03-23 18:00 | 13 | 3.2285
2023-03-23 18:30 | 14 | 3.2465
2023-03-23 19:00 | 15 | 3.3077
2023-03-23 19:30 | 16 | 3.1728
2023-03-23 20:00 | 17 | 2.6022
2023-03-23 20:30 | 18 | 2.1024
2023-03-23 21:00 | 19 | 2.0859
2023-03-23 21:30 | 20 | 1.8018
2023-03-23 22:00 | 21 | 1.7665
2023-03-23 22:30 | 22 | 0.85617
2023-03-23 23:00 | 23 | 0.81693
2023-03-23 23:30 | 24 | 0.8185
2023-03-24 | 1 | 0.81771
2023-03-24 00:30 | 2 | 0.81771
2023-03-24 01:00 | 3 | 0.81771
2023-03-24 01:30 | 4 | 0.81693
2023-03-24 02:00 | 5 | 0.81614
2023-03-24 02:30 | 6 | 1.9383
2023-03-24 03:00 | 7 | 2.7396
2023-03-24 03:30 | 8 | 3.0009
2023-03-24 04:00 | 9 | 3.11
2023-03-24 04:30 | 10 | 3.1461
2023-03-24 05:00 | 11 | 3.139
2023-03-24 05:30 | 12 | 3.1178
2023-03-24 06:00 | 13 | 3.1461
2023-03-24 06:30 | 14 | 3.1445
2023-03-24 07:00 | 15 | 3.1696
2023-03-24 07:30 | 16 | 3.066
2023-03-24 08:00 | 17 | 2.5465
2023-03-24 08:30 | 18 | 2.0521
2023-03-24 09:00 | 19 | 2.0655
2023-03-24 09:30 | 20 | 1.7987
2023-03-24 10:00 | 21 | 1.761
2023-03-24 10:30 | 22 | 0.85617
2023-03-24 11:00 | 23 | 0.81693
2023-03-24 11:30 | 24 | 0.8185
2023-03-24 12:00 | 1 | 0.8185
2023-03-24 12:30 | 2 | 0.81771
2023-03-24 13:00 | 3 | 0.81771
2023-03-24 13:30 | 4 | 0.81771
2023-03-24 14:00 | 5 | 0.81771
2023-03-24 14:30 | 6 | 1.9909
2023-03-24 15:00 | 7 | 2.7545
2023-03-24 15:30 | 8 | 2.9279
2023-03-24 16:00 | 9 | 3.0621
2023-03-24 16:30 | 10 | 3.1327
2023-03-24 17:00 | 11 | 3.1429
2023-03-24 17:30 | 12 | 3.1359
2023-03-24 18:00 | 13 | 3.1775
2023-03-24 18:30 | 14 | 3.2034
2023-03-24 19:00 | 15 | 3.2065
2023-03-24 19:30 | 16 | 3.1155
2023-03-24 20:00 | 17 | 2.545
2023-03-24 20:30 | 18 | 2.0976
2023-03-24 21:00 | 19 | 2.0749
2023-03-24 21:30 | 20 | 1.7963
2023-03-24 22:00 | 21 | 1.7382
2023-03-24 22:30 | 22 | 0.85224
2023-03-24 23:00 | 23 | 0.81536
2023-03-24 23:30 | 24 | 0.81614
2023-03-25 | 1 | 0.81693
2023-03-25 00:30 | 2 | 0.81693
2023-03-25 01:00 | 3 | 0.8185
2023-03-25 01:30 | 4 | 0.8185
2023-03-25 02:00 | 5 | 0.8185
2023-03-25 02:30 | 6 | 2.0482
2023-03-25 03:00 | 7 | 2.818
2023-03-25 03:30 | 8 | 2.9797
2023-03-25 04:00 | 9 | 3.0205
2023-03-25 04:30 | 10 | 3.0503
2023-03-25 05:00 | 11 | 3.0605
2023-03-25 05:30 | 12 | 3.0849
2023-03-25 06:00 | 13 | 3.1343
2023-03-25 06:30 | 14 | 3.1657
2023-03-25 07:00 | 15 | 3.1382
2023-03-25 07:30 | 16 | 3.0935
2023-03-25 08:00 | 17 | 2.5277
2023-03-25 08:30 | 18 | 2.1204
2023-03-25 09:00 | 19 | 2.0929
2023-03-25 09:30 | 20 | 1.8332
2023-03-25 10:00 | 21 | 1.7947
2023-03-25 10:30 | 22 | 0.85852
2023-03-25 11:00 | 23 | 0.81693
2023-03-25 11:30 | 24 | 0.81693
2023-03-25 12:00 | 1 | 0.81693
2023-03-25 12:30 | 2 | 0.81771
2023-03-25 13:00 | 3 | 0.8185
2023-03-25 13:30 | 4 | 0.81693
2023-03-25 14:00 | 5 | 0.81693
2023-03-25 14:30 | 6 | 1.9658
2023-03-25 15:00 | 7 | 2.7506
2023-03-25 15:30 | 8 | 2.957
2023-03-25 16:00 | 9 | 3.0496
2023-03-25 16:30 | 10 | 3.1272
2023-03-25 17:00 | 11 | 3.0927
2023-03-25 17:30 | 12 | 3.1013
2023-03-25 18:00 | 13 | 3.1163
2023-03-25 18:30 | 14 | 3.1633
2023-03-25 19:00 | 15 | 3.2073
2023-03-25 19:30 | 16 | 3.0849
2023-03-25 20:00 | 17 | 2.5238
2023-03-25 20:30 | 18 | 2.0694
2023-03-25 21:00 | 19 | 2.078
2023-03-25 21:30 | 20 | 1.8175
2023-03-25 22:00 | 21 | 1.7783
2023-03-25 22:30 | 22 | 0.85617
2023-03-25 23:00 | 23 | 0.81536
2023-03-25 23:30 | 24 | 0.71805
2023-03-26 | 1 | 0.71805
2023-03-26 00:30 | 2 | 0.71805
2023-03-26 01:00 | 3 | 0.71805
2023-03-26 01:30 | 4 | 0.71726
2023-03-26 02:00 | 5 | 0.71648
2023-03-26 02:30 | 6 | 0.71648
2023-03-26 03:00 | 7 | 0.71805
2023-03-26 03:30 | 8 | 0.7204
2023-03-26 04:00 | 9 | 0.84989
2023-03-26 04:30 | 10 | 0.88206
2023-03-26 05:00 | 11 | 0.95348
2023-03-26 05:30 | 12 | 0.90561
2023-03-26 06:00 | 13 | 0.95818
2023-03-26 06:30 | 14 | 0.99193
2023-03-26 07:00 | 15 | 0.87657
2023-03-26 07:30 | 16 | 1.0029
2023-03-26 08:00 | 17 | 0.95426
2023-03-26 08:30 | 18 | 0.8648
2023-03-26 09:00 | 19 | 0.76278
2023-03-26 09:30 | 20 | 0.72511
2023-03-26 10:00 | 21 | 0.72276
2023-03-26 10:30 | 22 | 0.72197
2023-03-26 11:00 | 23 | 0.72119
2023-03-26 11:30 | 24 | 0.72119
2023-03-26 12:00 | 1 | 0.72119
2023-03-26 12:30 | 2 | 0.7204
2023-03-26 13:00 | 3 | 0.7204
2023-03-26 13:30 | 4 | 0.71962
2023-03-26 14:00 | 5 | 0.71962
2023-03-26 14:30 | 6 | 0.71883
2023-03-26 15:00 | 7 | 0.71962
2023-03-26 15:30 | 8 | 0.72197
2023-03-26 16:00 | 9 | 0.72276
2023-03-26 16:30 | 10 | 0.72747
2023-03-26 17:00 | 11 | 0.78475
2023-03-26 17:30 | 12 | 1.0115
2023-03-26 18:00 | 13 | 1.0304
2023-03-26 18:30 | 14 | 1.1379
2023-03-26 19:00 | 15 | 1.2368
2023-03-26 19:30 | 16 | 1.2776
2023-03-26 20:00 | 17 | 1.2839
2023-03-26 20:30 | 18 | 1.1646
2023-03-26 21:00 | 19 | 0.95034
2023-03-26 21:30 | 20 | 0.78318
2023-03-26 22:00 | 21 | 0.7361
2023-03-26 22:30 | 22 | 0.72747
2023-03-26 23:00 | 23 | 0.72668
2023-03-26 23:30 | 24 | 0.82478
2023-03-27 | 1 | 0.82399
2023-03-27 00:30 | 2 | 0.82242
2023-03-27 01:00 | 3 | 0.82164
2023-03-27 01:30 | 4 | 0.82164
2023-03-27 02:00 | 5 | 0.82242
2023-03-27 02:30 | 6 | 2.009
2023-03-27 03:00 | 7 | 2.7945
2023-03-27 03:30 | 8 | 2.9891
2023-03-27 04:00 | 9 | 3.0715
2023-03-27 04:30 | 10 | 3.0927
2023-03-27 05:00 | 11 | 3.0911
2023-03-27 05:30 | 12 | 3.0872
2023-03-27 06:00 | 13 | 3.117
2023-03-27 06:30 | 14 | 3.0935
2023-03-27 07:00 | 15 | 3.1061
2023-03-27 07:30 | 16 | 3.004
2023-03-27 08:00 | 17 | 2.4704
2023-03-27 08:30 | 18 | 2.0796
2023-03-27 09:00 | 19 | 2.0788
2023-03-27 09:30 | 20 | 1.8426
2023-03-27 10:00 | 21 | 1.8246
2023-03-27 10:30 | 22 | 0.86244
2023-03-27 11:00 | 23 | 0.81928
2023-03-27 11:30 | 24 | 0.81928
2023-03-27 12:00 | 1 | 0.81771
2023-03-27 12:30 | 2 | 0.8185
2023-03-27 13:00 | 3 | 0.8185
2023-03-27 13:30 | 4 | 0.81771
2023-03-27 14:00 | 5 | 0.81771
2023-03-27 14:30 | 6 | 1.9901
2023-03-27 15:00 | 7 | 2.7553
2023-03-27 15:30 | 8 | 3.0048
2023-03-27 16:00 | 9 | 3.0927
2023-03-27 16:30 | 10 | 3.1272
2023-03-27 17:00 | 11 | 3.0739
2023-03-27 17:30 | 12 | 3.0488
2023-03-27 18:00 | 13 | 3.1061
2023-03-27 18:30 | 14 | 3.0817
2023-03-27 19:00 | 15 | 3.0817
2023-03-27 19:30 | 16 | 2.9766
2023-03-27 20:00 | 17 | 2.472
2023-03-27 20:30 | 18 | 2.0537
2023-03-27 21:00 | 19 | 2.0513
2023-03-27 21:30 | 20 | 1.8167
2023-03-27 22:00 | 21 | 1.7775
2023-03-27 22:30 | 22 | 0.85774
2023-03-27 23:00 | 23 | 0.81614
2023-03-27 23:30 | 24 | 0.81614
2023-03-28 | 1 | 0.81614
2023-03-28 00:30 | 2 | 0.81536
2023-03-28 01:00 | 3 | 0.81536
2023-03-28 01:30 | 4 | 0.81457
2023-03-28 02:00 | 5 | 0.81457
2023-03-28 02:30 | 6 | 1.9485
2023-03-28 03:00 | 7 | 2.7302
2023-03-28 03:30 | 8 | 2.9358
2023-03-28 04:00 | 9 | 3.1194
2023-03-28 04:30 | 10 | 3.1367
2023-03-28 05:00 | 11 | 3.1272
2023-03-28 05:30 | 12 | 3.1249
2023-03-28 06:00 | 13 | 3.1602
2023-03-28 06:30 | 14 | 3.1775
2023-03-28 07:00 | 15 | 3.117
2023-03-28 07:30 | 16 | 2.9577
2023-03-28 08:00 | 17 | 2.3582
2023-03-28 08:30 | 18 | 1.9893
2023-03-28 09:00 | 19 | 1.9815
2023-03-28 09:30 | 20 | 1.7649
2023-03-28 10:00 | 21 | 1.7484
2023-03-28 10:30 | 22 | 0.85224
2023-03-28 11:00 | 23 | 0.813
2023-03-28 11:30 | 24 | 0.81457
2023-03-28 12:00 | 1 | 0.81379
2023-03-28 12:30 | 2 | 0.813
2023-03-28 13:00 | 3 | 0.813
2023-03-28 13:30 | 4 | 0.813
2023-03-28 14:00 | 5 | 0.81379
2023-03-28 14:30 | 6 | 1.9784
2023-03-28 15:00 | 7 | 2.7443
2023-03-28 15:30 | 8 | 2.9499
2023-03-28 16:00 | 9 | 3.0033
2023-03-28 16:30 | 10 | 3.0998
2023-03-28 17:00 | 11 | 3.0974
2023-03-28 17:30 | 12 | 3.1084
2023-03-28 18:00 | 13 | 3.172
2023-03-28 18:30 | 14 | 3.139
2023-03-28 19:00 | 15 | 3.1751
2023-03-28 19:30 | 16 | 3.0456
2023-03-28 20:00 | 17 | 2.5379
2023-03-28 20:30 | 18 | 2.0474
2023-03-28 21:00 | 19 | 2.0286
2023-03-28 21:30 | 20 | 1.772
2023-03-28 22:00 | 21 | 1.7359
2023-03-28 22:30 | 22 | 0.85067
2023-03-28 23:00 | 23 | 0.81379
2023-03-28 23:30 | 24 | 0.81379
2023-03-29 | 1 | 0.81457
2023-03-29 00:30 | 2 | 0.81536
2023-03-29 01:00 | 3 | 0.81614
2023-03-29 01:30 | 4 | 0.81536
2023-03-29 02:00 | 5 | 0.81536
2023-03-29 02:30 | 6 | 1.9635
2023-03-29 03:00 | 7 | 2.7278
2023-03-29 03:30 | 8 | 2.9122
2023-03-29 04:00 | 9 | 3.0503
2023-03-29 04:30 | 10 | 3.1068
2023-03-29 05:00 | 11 | 3.1163
2023-03-29 05:30 | 12 | 3.1092
2023-03-29 06:00 | 13 | 3.1265
2023-03-29 06:30 | 14 | 3.1524
2023-03-29 07:00 | 15 | 3.1531
2023-03-29 07:30 | 16 | 3.0872
2023-03-29 08:00 | 17 | 2.5512
2023-03-29 08:30 | 18 | 2.0953
2023-03-29 09:00 | 19 | 2.0733
2023-03-29 09:30 | 20 | 1.8183
2023-03-29 10:00 | 21 | 1.7783
2023-03-29 10:30 | 22 | 0.85617
2023-03-29 11:00 | 23 | 0.81614
2023-03-29 11:30 | 24 | 0.71883
2023-03-29 12:00 | 1 | 0.71883
2023-03-29 12:30 | 2 | 0.71805
2023-03-29 13:00 | 3 | 0.71805
2023-03-29 13:30 | 4 | 0.71726
2023-03-29 14:00 | 5 | 0.71648
2023-03-29 14:30 | 6 | 0.71648
2023-03-29 15:00 | 7 | 0.71805
2023-03-29 15:30 | 8 | 0.74238
2023-03-29 16:00 | 9 | 0.9417
2023-03-29 16:30 | 10 | 0.99585
2023-03-29 17:00 | 11 | 1.0351
2023-03-29 17:30 | 12 | 1.061
2023-03-29 18:00 | 13 | 1.0783
2023-03-29 18:30 | 14 | 1.1913
2023-03-29 19:00 | 15 | 1.2642
2023-03-29 19:30 | 16 | 1.243
2023-03-29 20:00 | 17 | 1.2948
2023-03-29 20:30 | 18 | 1.236
2023-03-29 21:00 | 19 | 1.0649
2023-03-29 21:30 | 20 | 0.82164
2023-03-29 22:00 | 21 | 0.74865
2023-03-29 22:30 | 22 | 0.72825
2023-03-29 23:00 | 23 | 0.72433
2023-03-29 23:30 | 24 | 0.72354
2023-03-30 | 1 | 0.72354
2023-03-30 00:30 | 2 | 0.72276
2023-03-30 01:00 | 3 | 0.72276
2023-03-30 01:30 | 4 | 0.72197
2023-03-30 02:00 | 5 | 0.72197
2023-03-30 02:30 | 6 | 0.72197
2023-03-30 03:00 | 7 | 0.72354
2023-03-30 03:30 | 8 | 0.72511
2023-03-30 04:00 | 9 | 0.91345
2023-03-30 04:30 | 10 | 1.0453
2023-03-30 05:00 | 11 | 1.1473
2023-03-30 05:30 | 12 | 1.2266
2023-03-30 06:00 | 13 | 1.2893
2023-03-30 06:30 | 14 | 1.3027
2023-03-30 07:00 | 15 | 1.3192
2023-03-30 07:30 | 16 | 1.3192
2023-03-30 08:00 | 17 | 1.2909
2023-03-30 08:30 | 18 | 1.0233
2023-03-30 09:00 | 19 | 0.90561
2023-03-30 09:30 | 20 | 0.78004
2023-03-30 10:00 | 21 | 0.73688
2023-03-30 10:30 | 22 | 0.72668
2023-03-30 11:00 | 23 | 0.7259
2023-03-30 11:30 | 24 | 0.82399
2023-03-30 12:00 | 1 | 0.82399
2023-03-30 12:30 | 2 | 0.82399
2023-03-30 13:00 | 3 | 0.82399
2023-03-30 13:30 | 4 | 0.82242
2023-03-30 14:00 | 5 | 0.82242
2023-03-30 14:30 | 6 | 2.0098
2023-03-30 15:00 | 7 | 2.8298
2023-03-30 15:30 | 8 | 3.0072
2023-03-30 16:00 | 9 | 3.1414
2023-03-30 16:30 | 10 | 3.2253
2023-03-30 17:00 | 11 | 3.2026
2023-03-30 17:30 | 12 | 3.2096
2023-03-30 18:00 | 13 | 3.1994
2023-03-30 18:30 | 14 | 3.1885
2023-03-30 19:00 | 15 | 3.1578
2023-03-30 19:30 | 16 | 3.0237
2023-03-30 20:00 | 17 | 2.4476
2023-03-30 20:30 | 18 | 2.0137
2023-03-30 21:00 | 19 | 2.0317
2023-03-30 21:30 | 20 | 1.8198
2023-03-30 22:00 | 21 | 1.8041
2023-03-30 22:30 | 22 | 0.86166
2023-03-30 23:00 | 23 | 0.8185
2023-03-30 23:30 | 24 | 0.8185
2023-03-31 | 1 | 0.8185
2023-03-31 00:30 | 2 | 0.82007
2023-03-31 01:00 | 3 | 0.82007
2023-03-31 01:30 | 4 | 0.82007
2023-03-31 02:00 | 5 | 0.82085
2023-03-31 02:30 | 6 | 2.0537
2023-03-31 03:00 | 7 | 2.811
2023-03-31 03:30 | 8 | 3.0182
2023-03-31 04:00 | 9 | 3.0472
2023-03-31 04:30 | 10 | 3.1178
2023-03-31 05:00 | 11 | 3.1429
2023-03-31 05:30 | 12 | 3.183
2023-03-31 06:00 | 13 | 3.19
2023-03-31 06:30 | 14 | 3.2112
2023-03-31 07:00 | 15 | 3.2324
2023-03-31 07:30 | 16 | 3.0339
2023-03-31 08:00 | 17 | 2.468
2023-03-31 08:30 | 18 | 2.0984
2023-03-31 09:00 | 19 | 2.0929
2023-03-31 09:30 | 20 | 1.8355
2023-03-31 10:00 | 21 | 1.8198
2023-03-31 10:30 | 22 | 0.86244
2023-03-31 11:00 | 23 | 0.8185
2023-03-31 11:30 | 24 | 0.82007
2023-03-31 12:00 | 1 | 0.82007
2023-03-31 12:30 | 2 | 0.81928
2023-03-31 13:00 | 3 | 0.81928
2023-03-31 13:30 | 4 | 0.8185
2023-03-31 14:00 | 5 | 0.82007
2023-03-31 14:30 | 6 | 2.0506
2023-03-31 15:00 | 7 | 2.8055
2023-03-31 15:30 | 8 | 3.0072
2023-03-31 16:00 | 9 | 3.1147
2023-03-31 16:30 | 10 | 3.1351
2023-03-31 17:00 | 11 | 3.1335
2023-03-31 17:30 | 12 | 3.1563
2023-03-31 18:00 | 13 | 3.1783
2023-03-31 18:30 | 14 | 3.201
2023-03-31 19:00 | 15 | 3.2677
2023-03-31 19:30 | 16 | 3.1108
2023-03-31 20:00 | 17 | 2.5395
2023-03-31 20:30 | 18 | 2.1212
2023-03-31 21:00 | 19 | 2.1204
2023-03-31 21:30 | 20 | 1.8607
2023-03-31 22:00 | 21 | 1.845
2023-03-31 22:30 | 22 | 0.86558
2023-03-31 23:00 | 23 | 0.82007
2023-03-31 23:30 | 24 | 0.82007
2023-04-01 | 1 | 0.82007
2023-04-01 00:30 | 2 | 0.82085
2023-04-01 01:00 | 3 | 0.81928
2023-04-01 01:30 | 4 | 0.81928
2023-04-01 02:00 | 5 | 0.81771
2023-04-01 02:30 | 6 | 2.0074
2023-04-01 03:00 | 7 | 2.7961
2023-04-01 03:30 | 8 | 3.0331
2023-04-01 04:00 | 9 | 3.1422
2023-04-01 04:30 | 10 | 3.1602
2023-04-01 05:00 | 11 | 3.1225
2023-04-01 05:30 | 12 | 3.1233
2023-04-01 06:00 | 13 | 3.1406
2023-04-01 06:30 | 14 | 3.1665
2023-04-01 07:00 | 15 | 3.2285
2023-04-01 07:30 | 16 | 3.0959
2023-04-01 08:00 | 17 | 2.53
2023-04-01 08:30 | 18 | 2.0294
2023-04-01 09:00 | 19 | 2.0631
2023-04-01 09:30 | 20 | 1.8206
2023-04-01 10:00 | 21 | 1.8034
2023-04-01 10:30 | 22 | 0.8593
2023-04-01 11:00 | 23 | 0.8185
2023-04-01 11:30 | 24 | 0.81928
2023-04-01 12:00 | 1 | 0.81928
2023-04-01 12:30 | 2 | 0.81928
2023-04-01 13:00 | 3 | 0.82085
2023-04-01 13:30 | 4 | 0.81928
2023-04-01 14:00 | 5 | 0.82085
2023-04-01 14:30 | 6 | 2.071
2023-04-01 15:00 | 7 | 2.8541
2023-04-01 15:30 | 8 | 3.066
2023-04-01 16:00 | 9 | 3.1429
2023-04-01 16:30 | 10 | 3.2261
2023-04-01 17:00 | 11 | 3.2167
2023-04-01 17:30 | 12 | 3.2191
2023-04-01 18:00 | 13 | 3.2889
2023-04-01 18:30 | 14 | 3.274
2023-04-01 19:00 | 15 | 3.3117
2023-04-01 19:30 | 16 | 3.2253
2023-04-01 20:00 | 17 | 2.3401
2023-04-01 20:30 | 18 | 1.9893
2023-04-01 21:00 | 19 | 1.9846
2023-04-01 21:30 | 20 | 1.7476
2023-04-01 22:00 | 21 | 1.7304
2023-04-01 22:30 | 22 | 0.85146
2023-04-01 23:00 | 23 | 0.81457
2023-04-01 23:30 | 24 | 0.71648
2023-04-02 | 1 | 0.71648
2023-04-02 00:30 | 2 | 0.7157
2023-04-02 01:00 | 3 | 0.7157
2023-04-02 01:30 | 4 | 0.71491
2023-04-02 02:00 | 5 | 0.71648
2023-04-02 02:30 | 6 | 0.71726
2023-04-02 03:00 | 7 | 0.71883
2023-04-02 03:30 | 8 | 0.72354
2023-04-02 04:00 | 9 | 0.84989
2023-04-02 04:30 | 10 | 0.89383
2023-04-02 05:00 | 11 | 0.99507
2023-04-02 05:30 | 12 | 1.0217
2023-04-02 06:00 | 13 | 1.1308
2023-04-02 06:30 | 14 | 1.2274
2023-04-02 07:00 | 15 | 1.2611
2023-04-02 07:30 | 16 | 0.91502
2023-04-02 08:00 | 17 | 0.75964
2023-04-02 08:30 | 18 | 0.76043
2023-04-02 09:00 | 19 | 0.72982
2023-04-02 09:30 | 20 | 0.72197
2023-04-02 10:00 | 21 | 0.72197
2023-04-02 10:30 | 22 | 0.72119
2023-04-02 11:00 | 23 | 0.7204
2023-04-02 11:30 | 24 | 0.71962
2023-04-02 12:00 | 1 | 0.71962
2023-04-02 12:30 | 2 | 0.71805
2023-04-02 13:00 | 3 | 0.71883
2023-04-02 13:30 | 4 | 0.71962
2023-04-02 14:00 | 5 | 0.7204
2023-04-02 14:30 | 6 | 0.71962
2023-04-02 15:00 | 7 | 0.72197
2023-04-02 15:30 | 8 | 0.84832
2023-04-02 16:00 | 9 | 0.92444
2023-04-02 16:30 | 10 | 1.0594
2023-04-02 17:00 | 11 | 1.0916
2023-04-02 17:30 | 12 | 1.2399
2023-04-02 18:00 | 13 | 1.2038
2023-04-02 18:30 | 14 | 1.3082
2023-04-02 19:00 | 15 | 1.3152
2023-04-02 19:30 | 16 | 1.3357
2023-04-02 20:00 | 17 | 1.3459
2023-04-02 20:30 | 18 | 1.3419
2023-04-02 21:00 | 19 | 1.3003
2023-04-02 21:30 | 20 | 0.98173
2023-04-02 22:00 | 21 | 0.84518
2023-04-02 22:30 | 22 | 0.78475
2023-04-02 23:00 | 23 | 0.74865
2023-04-02 23:30 | 24 | 0.73767
2023-04-03 | 1 | 0.73296
2023-04-03 00:30 | 2 | 0.73139
2023-04-03 01:00 | 3 | 0.73061
2023-04-03 01:30 | 4 | 0.73061
2023-04-03 02:00 | 5 | 0.73061
2023-04-03 02:30 | 6 | 0.72982
2023-04-03 03:00 | 7 | 0.72982
2023-04-03 03:30 | 8 | 0.89462
2023-04-03 04:00 | 9 | 1.1026
2023-04-03 04:30 | 10 | 1.2705
2023-04-03 05:00 | 11 | 1.3121
2023-04-03 05:30 | 12 | 1.3349
2023-04-03 06:00 | 13 | 1.3309
2023-04-03 06:30 | 14 | 1.3411
2023-04-03 07:00 | 15 | 1.3506
2023-04-03 07:30 | 16 | 1.3655
2023-04-03 08:00 | 17 | 1.3584
2023-04-03 08:30 | 18 | 1.3317
2023-04-03 09:00 | 19 | 1.2242
2023-04-03 09:30 | 20 | 0.97152
2023-04-03 10:00 | 21 | 0.8546
2023-04-03 10:30 | 22 | 0.79339
2023-04-03 11:00 | 23 | 0.76357
2023-04-03 11:30 | 24 | 0.85224
2023-04-03 12:00 | 1 | 0.84361
2023-04-03 12:30 | 2 | 0.83812
2023-04-03 13:00 | 3 | 0.83262
2023-04-03 13:30 | 4 | 0.83027
2023-04-03 14:00 | 5 | 0.83027
2023-04-03 14:30 | 6 | 2.1275
2023-04-03 15:00 | 7 | 3.0142
2023-04-03 15:30 | 8 | 3.2175
2023-04-03 16:00 | 9 | 3.314
2023-04-03 16:30 | 10 | 3.3478
2023-04-03 17:00 | 11 | 3.3697
2023-04-03 17:30 | 12 | 3.3203
2023-04-03 18:00 | 13 | 3.3886
2023-04-03 18:30 | 14 | 3.3721
2023-04-03 19:00 | 15 | 3.4294
2023-04-03 19:30 | 16 | 3.2795
2023-04-03 20:00 | 17 | 2.6972
2023-04-03 20:30 | 18 | 2.1565
2023-04-03 21:00 | 19 | 2.1848
2023-04-03 21:30 | 20 | 1.9226
2023-04-03 22:00 | 21 | 1.907
2023-04-03 22:30 | 22 | 0.875
2023-04-03 23:00 | 23 | 0.82556
2023-04-03 23:30 | 24 | 0.82635
2023-04-04 | 1 | 0.82635
2023-04-04 00:30 | 2 | 0.82713
2023-04-04 01:00 | 3 | 0.82713
2023-04-04 01:30 | 4 | 0.82713
2023-04-04 02:00 | 5 | 0.82791
2023-04-04 02:30 | 6 | 2.1628
2023-04-04 03:00 | 7 | 2.9271
2023-04-04 03:30 | 8 | 3.1516
2023-04-04 04:00 | 9 | 3.2143
2023-04-04 04:30 | 10 | 3.2756
2023-04-04 05:00 | 11 | 3.2834
2023-04-04 05:30 | 12 | 3.2763
2023-04-04 06:00 | 13 | 3.3148
2023-04-04 06:30 | 14 | 3.3933
2023-04-04 07:00 | 15 | 3.1586
2023-04-04 07:30 | 16 | 2.9012
2023-04-04 08:00 | 17 | 2.3982
2023-04-04 08:30 | 18 | 2.0992
2023-04-04 09:00 | 19 | 2.0953
2023-04-04 09:30 | 20 | 1.8143
2023-04-04 10:00 | 21 | 1.8191
2023-04-04 10:30 | 22 | 0.86323
2023-04-04 11:00 | 23 | 0.82007
2023-04-04 11:30 | 24 | 0.81928
2023-04-04 12:00 | 1 | 0.81928
2023-04-04 12:30 | 2 | 0.81928
2023-04-04 13:00 | 3 | 0.81928
2023-04-04 13:30 | 4 | 0.8185
2023-04-04 14:00 | 5 | 0.81928
2023-04-04 14:30 | 6 | 2.0513
2023-04-04 15:00 | 7 | 2.8432
2023-04-04 15:30 | 8 | 3.0229
2023-04-04 16:00 | 9 | 3.1013
2023-04-04 16:30 | 10 | 3.1359
2023-04-04 17:00 | 11 | 3.1327
2023-04-04 17:30 | 12 | 3.0354
2023-04-04 18:00 | 13 | 3.0919
2023-04-04 18:30 | 14 | 2.9758
2023-04-04 19:00 | 15 | 2.957
2023-04-04 19:30 | 16 | 2.8691
2023-04-04 20:00 | 17 | 2.3472
2023-04-04 20:30 | 18 | 2.0474
2023-04-04 21:00 | 19 | 2.0435
2023-04-04 21:30 | 20 | 1.8049
2023-04-04 22:00 | 21 | 1.79
2023-04-04 22:30 | 22 | 0.85695
2023-04-04 23:00 | 23 | 0.81536
2023-04-04 23:30 | 24 | 0.81614
2023-04-05 | 1 | 0.81614
2023-04-05 00:30 | 2 | 0.81693
2023-04-05 01:00 | 3 | 0.81693
2023-04-05 01:30 | 4 | 0.81693
2023-04-05 02:00 | 5 | 0.81693
2023-04-05 02:30 | 6 | 2.0207
2023-04-05 03:00 | 7 | 2.7898
2023-04-05 03:30 | 8 | 3.004
2023-04-05 04:00 | 9 | 3.1092
2023-04-05 04:30 | 10 | 3.1108
2023-04-05 05:00 | 11 | 3.0645
2023-04-05 05:30 | 12 | 3.07
2023-04-05 06:00 | 13 | 3.0857
2023-04-05 06:30 | 14 | 2.9593
2023-04-05 07:00 | 15 | 2.9726
2023-04-05 07:30 | 16 | 2.9059
2023-04-05 08:00 | 17 | 2.3645
2023-04-05 08:30 | 18 | 2.0451
2023-04-05 09:00 | 19 | 2.0207
2023-04-05 09:30 | 20 | 1.8073
2023-04-05 10:00 | 21 | 1.7908
2023-04-05 10:30 | 22 | 0.85774
2023-04-05 11:00 | 23 | 0.81614
2023-04-05 11:30 | 24 | 0.71883
2023-04-05 12:00 | 1 | 0.71883
2023-04-05 12:30 | 2 | 0.71962
2023-04-05 13:00 | 3 | 0.71962
2023-04-05 13:30 | 4 | 0.7157
2023-04-05 14:00 | 5 | 0.71648
2023-04-05 14:30 | 6 | 0.7157
2023-04-05 15:00 | 7 | 0.7157
2023-04-05 15:30 | 8 | 0.7157
2023-04-05 16:00 | 9 | 0.71883
2023-04-05 16:30 | 10 | 0.71962
2023-04-05 17:00 | 11 | 0.7204
2023-04-05 17:30 | 12 | 0.73453
2023-04-05 18:00 | 13 | 0.7926
2023-04-05 18:30 | 14 | 0.91973
2023-04-05 19:00 | 15 | 1.0163
2023-04-05 19:30 | 16 | 0.94955
2023-04-05 20:00 | 17 | 1.1073
2023-04-05 20:30 | 18 | 0.93464
2023-04-05 21:00 | 19 | 0.78789
2023-04-05 21:30 | 20 | 0.73453
2023-04-05 22:00 | 21 | 0.72904
2023-04-05 22:30 | 22 | 0.72904
2023-04-05 23:00 | 23 | 0.72982
2023-04-05 23:30 | 24 | 0.72982
2023-04-06 | 1 | 0.72825
2023-04-06 00:30 | 2 | 0.72668
2023-04-06 01:00 | 3 | 0.72668
2023-04-06 01:30 | 4 | 0.72668
2023-04-06 02:00 | 5 | 0.72668
2023-04-06 02:30 | 6 | 0.72433
2023-04-06 03:00 | 7 | 0.72747
2023-04-06 03:30 | 8 | 1.0163
2023-04-06 04:00 | 9 | 1.0272
2023-04-06 04:30 | 10 | 1.0908
2023-04-06 05:00 | 11 | 1.2336
2023-04-06 05:30 | 12 | 1.2415
2023-04-06 06:00 | 13 | 1.2548
2023-04-06 06:30 | 14 | 1.2854
2023-04-06 07:00 | 15 | 1.298
2023-04-06 07:30 | 16 | 1.3121
2023-04-06 08:00 | 17 | 1.3192
2023-04-06 08:30 | 18 | 1.1944
2023-04-06 09:00 | 19 | 1.0987
2023-04-06 09:30 | 20 | 0.84753
2023-04-06 10:00 | 21 | 0.77455
2023-04-06 10:30 | 22 | 0.74238
2023-04-06 11:00 | 23 | 0.73217
2023-04-06 11:30 | 24 | 0.82948
2023-04-06 12:00 | 1 | 0.8287
2023-04-06 12:30 | 2 | 0.8287
2023-04-06 13:00 | 3 | 0.8287
2023-04-06 13:30 | 4 | 0.8287
2023-04-06 14:00 | 5 | 0.8287
2023-04-06 14:30 | 6 | 2.0992
2023-04-06 15:00 | 7 | 2.9656
2023-04-06 15:30 | 8 | 3.2151
2023-04-06 16:00 | 9 | 3.245
2023-04-06 16:30 | 10 | 3.314
2023-04-06 17:00 | 11 | 3.3203
2023-04-06 17:30 | 12 | 3.3525
2023-04-06 18:00 | 13 | 3.3399
2023-04-06 18:30 | 14 | 3.3509
2023-04-06 19:00 | 15 | 3.3619
2023-04-06 19:30 | 16 | 3.2465
2023-04-06 20:00 | 17 | 2.6791
2023-04-06 20:30 | 18 | 2.1549
2023-04-06 21:00 | 19 | 2.1557
2023-04-06 21:30 | 20 | 1.9203
2023-04-06 22:00 | 21 | 1.8795
2023-04-06 22:30 | 22 | 0.87108
2023-04-06 23:00 | 23 | 0.82242
2023-04-06 23:30 | 24 | 0.82321
2023-04-07 | 1 | 0.82321
2023-04-07 00:30 | 2 | 0.82399
2023-04-07 01:00 | 3 | 0.82399
2023-04-07 01:30 | 4 | 0.82399
2023-04-07 02:00 | 5 | 0.82399
2023-04-07 02:30 | 6 | 2.0827
2023-04-07 03:00 | 7 | 2.8643
2023-04-07 03:30 | 8 | 3.1382
2023-04-07 04:00 | 9 | 3.1594
2023-04-07 04:30 | 10 | 3.2434
2023-04-07 05:00 | 11 | 3.2552
2023-04-07 05:30 | 12 | 3.2457
2023-04-07 06:00 | 13 | 3.3109
2023-04-07 06:30 | 14 | 3.3132
2023-04-07 07:00 | 15 | 3.3187
2023-04-07 07:30 | 16 | 3.1845
2023-04-07 08:00 | 17 | 2.6383
2023-04-07 08:30 | 18 | 2.151
2023-04-07 09:00 | 19 | 2.1518
2023-04-07 09:30 | 20 | 1.9179
2023-04-07 10:00 | 21 | 1.8489
2023-04-07 10:30 | 22 | 0.86794
2023-04-07 11:00 | 23 | 0.82242
2023-04-07 11:30 | 24 | 0.82321
2023-04-07 12:00 | 1 | 0.82242
2023-04-07 12:30 | 2 | 0.82321
2023-04-07 13:00 | 3 | 0.82321
2023-04-07 13:30 | 4 | 0.82321
2023-04-07 14:00 | 5 | 0.82242
2023-04-07 14:30 | 6 | 2.0568
2023-04-07 15:00 | 7 | 2.8596
2023-04-07 15:30 | 8 | 3.1163
2023-04-07 16:00 | 9 | 3.1963
2023-04-07 16:30 | 10 | 3.2002
2023-04-07 17:00 | 11 | 3.2614
2023-04-07 17:30 | 12 | 3.2363
2023-04-07 18:00 | 13 | 3.19
2023-04-07 18:30 | 14 | 3.2238
2023-04-07 19:00 | 15 | 3.2387
2023-04-07 19:30 | 16 | 3.1531
2023-04-07 20:00 | 17 | 2.5709
2023-04-07 20:30 | 18 | 2.0717
2023-04-07 21:00 | 19 | 2.0992
2023-04-07 21:30 | 20 | 1.8646
2023-04-07 22:00 | 21 | 1.8481
2023-04-07 22:30 | 22 | 0.86558
2023-04-07 23:00 | 23 | 0.82007
2023-04-07 23:30 | 24 | 0.82085
2023-04-08 | 1 | 0.82007
2023-04-08 00:30 | 2 | 0.82085
2023-04-08 01:00 | 3 | 0.82164
2023-04-08 01:30 | 4 | 0.82085
2023-04-08 02:00 | 5 | 0.82164
2023-04-08 02:30 | 6 | 2.0537
2023-04-08 03:00 | 7 | 2.7835
2023-04-08 03:30 | 8 | 2.9303
2023-04-08 04:00 | 9 | 3.0158
2023-04-08 04:30 | 10 | 3.0456
2023-04-08 05:00 | 11 | 3.1288
2023-04-08 05:30 | 12 | 3.1398
2023-04-08 06:00 | 13 | 3.2057
2023-04-08 06:30 | 14 | 3.2434
2023-04-08 07:00 | 15 | 3.2756
2023-04-08 07:30 | 16 | 3.0911
2023-04-08 08:00 | 17 | 2.5238
2023-04-08 08:30 | 18 | 2.1235
2023-04-08 09:00 | 19 | 2.0969
2023-04-08 09:30 | 20 | 1.8622
2023-04-08 10:00 | 21 | 1.8238
2023-04-08 10:30 | 22 | 0.86166
2023-04-08 11:00 | 23 | 0.81614
2023-04-08 11:30 | 24 | 0.81614
2023-04-08 12:00 | 1 | 0.81614
2023-04-08 12:30 | 2 | 0.81536
2023-04-08 13:00 | 3 | 0.81614
2023-04-08 13:30 | 4 | 0.81536
2023-04-08 14:00 | 5 | 0.81536
2023-04-08 14:30 | 6 | 1.9478
2023-04-08 15:00 | 7 | 2.7309
2023-04-08 15:30 | 8 | 2.913
2023-04-08 16:00 | 9 | 2.9522
2023-04-08 16:30 | 10 | 3.1249
2023-04-08 17:00 | 11 | 3.1327
2023-04-08 17:30 | 12 | 3.1265
2023-04-08 18:00 | 13 | 3.1563
2023-04-08 18:30 | 14 | 3.1445
2023-04-08 19:00 | 15 | 3.1641
2023-04-08 19:30 | 16 | 3.0566
2023-04-08 20:00 | 17 | 2.479
2023-04-08 20:30 | 18 | 2.1212
2023-04-08 21:00 | 19 | 2.0922
2023-04-08 21:30 | 20 | 1.8332
2023-04-08 22:00 | 21 | 1.7932
2023-04-08 22:30 | 22 | 0.85852
2023-04-08 23:00 | 23 | 0.81693
2023-04-08 23:30 | 24 | 0.7204
2023-04-09 | 1 | 0.7204
2023-04-09 00:30 | 2 | 0.7204
2023-04-09 01:00 | 3 | 0.72119
2023-04-09 01:30 | 4 | 0.72119
2023-04-09 02:00 | 5 | 0.72119
2023-04-09 02:30 | 6 | 0.72354
2023-04-09 03:00 | 7 | 0.72354
2023-04-09 03:30 | 8 | 0.72433
2023-04-09 04:00 | 9 | 0.72668
2023-04-09 04:30 | 10 | 0.79809
2023-04-09 05:00 | 11 | 0.90404
2023-04-09 05:30 | 12 | 1.1151
2023-04-09 06:00 | 13 | 1.2046
2023-04-09 06:30 | 14 | 1.0947
2023-04-09 07:00 | 15 | 1.2376
2023-04-09 07:30 | 16 | 1.0374
2023-04-09 08:00 | 17 | 1.0783
2023-04-09 08:30 | 18 | 0.87971
2023-04-09 09:00 | 19 | 0.85224
2023-04-09 09:30 | 20 | 0.74552
2023-04-09 10:00 | 21 | 0.73217
2023-04-09 10:30 | 22 | 0.73061
2023-04-09 11:00 | 23 | 0.73139
2023-04-09 11:30 | 24 | 0.73061
2023-04-09 12:00 | 1 | 0.72982
2023-04-09 12:30 | 2 | 0.72982
2023-04-09 13:00 | 3 | 0.72982
2023-04-09 13:30 | 4 | 0.73061
2023-04-09 14:00 | 5 | 0.73061
2023-04-09 14:30 | 6 | 0.73061
2023-04-09 15:00 | 7 | 0.73061
2023-04-09 15:30 | 8 | 0.73139
2023-04-09 16:00 | 9 | 0.92601
2023-04-09 16:30 | 10 | 1.1952
2023-04-09 17:00 | 11 | 1.2815
2023-04-09 17:30 | 12 | 1.3043
2023-04-09 18:00 | 13 | 1.2948
2023-04-09 18:30 | 14 | 1.3121
2023-04-09 19:00 | 15 | 1.3309
2023-04-09 19:30 | 16 | 1.3113
2023-04-09 20:00 | 17 | 1.3035
2023-04-09 20:30 | 18 | 1.2203
2023-04-09 21:00 | 19 | 1.0382
2023-04-09 21:30 | 20 | 0.87186
2023-04-09 22:00 | 21 | 0.79496
2023-04-09 22:30 | 22 | 0.75572
2023-04-09 23:00 | 23 | 0.74395
2023-04-09 23:30 | 24 | 0.84047
2023-04-10 | 1 | 0.83812
2023-04-10 00:30 | 2 | 0.83419
2023-04-10 01:00 | 3 | 0.83262
2023-04-10 01:30 | 4 | 0.83105
2023-04-10 02:00 | 5 | 0.83105
2023-04-10 02:30 | 6 | 2.18
2023-04-10 03:00 | 7 | 3.0213
2023-04-10 03:30 | 8 | 3.2348
2023-04-10 04:00 | 9 | 3.3093
2023-04-10 04:30 | 10 | 3.3713
2023-04-10 05:00 | 11 | 3.3831
2023-04-10 05:30 | 12 | 3.5
2023-04-10 06:00 | 13 | 3.4804
2023-04-10 06:30 | 14 | 3.3572
2023-04-10 07:00 | 15 | 3.3933
2023-04-10 07:30 | 16 | 3.3132
2023-04-10 08:00 | 17 | 2.6784
2023-04-10 08:30 | 18 | 2.1298
2023-04-10 09:00 | 19 | 2.1055
2023-04-10 09:30 | 20 | 1.8732
2023-04-10 10:00 | 21 | 1.8559
2023-04-10 10:30 | 22 | 0.86715
2023-04-10 11:00 | 23 | 0.82242
2023-04-10 11:30 | 24 | 0.82164
2023-04-10 12:00 | 1 | 0.82085
2023-04-10 12:30 | 2 | 0.82164
2023-04-10 13:00 | 3 | 0.82085
2023-04-10 13:30 | 4 | 0.82007
2023-04-10 14:00 | 5 | 0.82085
2023-04-10 14:30 | 6 | 2.0168
2023-04-10 15:00 | 7 | 2.7906
2023-04-10 15:30 | 8 | 3.1013
2023-04-10 16:00 | 9 | 3.1641
2023-04-10 16:30 | 10 | 3.1735
2023-04-10 17:00 | 11 | 3.1877
2023-04-10 17:30 | 12 | 3.1885
2023-04-10 18:00 | 13 | 3.1422
2023-04-10 18:30 | 14 | 3.1806
2023-04-10 19:00 | 15 | 3.1861
2023-04-10 19:30 | 16 | 3.0966
2023-04-10 20:00 | 17 | 2.5465
2023-04-10 20:30 | 18 | 2.1008
2023-04-10 21:00 | 19 | 2.0788
2023-04-10 21:30 | 20 | 1.8669
2023-04-10 22:00 | 21 | 1.8277
2023-04-10 22:30 | 22 | 0.86401
2023-04-10 23:00 | 23 | 0.82007
2023-04-10 23:30 | 24 | 0.82164
2023-04-11 | 1 | 0.82164
2023-04-11 00:30 | 2 | 0.82085
2023-04-11 01:00 | 3 | 0.82085
2023-04-11 01:30 | 4 | 0.82007
2023-04-11 02:00 | 5 | 0.82007
2023-04-11 02:30 | 6 | 2.0317
2023-04-11 03:00 | 7 | 2.7655
2023-04-11 03:30 | 8 | 3.0197
2023-04-11 04:00 | 9 | 3.0817
2023-04-11 04:30 | 10 | 3.1092
2023-04-11 05:00 | 11 | 3.0919
2023-04-11 05:30 | 12 | 3.1272
2023-04-11 06:00 | 13 | 3.1516
2023-04-11 06:30 | 14 | 3.1987
2023-04-11 07:00 | 15 | 3.1586
2023-04-11 07:30 | 16 | 2.9256
2023-04-11 08:00 | 17 | 2.3543
2023-04-11 08:30 | 18 | 2.0498
2023-04-11 09:00 | 19 | 2.0694
2023-04-11 09:30 | 20 | 1.8355
2023-04-11 10:00 | 21 | 1.8191
2023-04-11 10:30 | 22 | 0.86087
2023-04-11 11:00 | 23 | 0.81771
2023-04-11 11:30 | 24 | 0.8185
2023-04-11 12:00 | 1 | 0.81771
2023-04-11 12:30 | 2 | 0.81771
2023-04-11 13:00 | 3 | 0.81771
2023-04-11 13:30 | 4 | 0.81693
2023-04-11 14:00 | 5 | 0.81693
2023-04-11 14:30 | 6 | 2.0043
2023-04-11 15:00 | 7 | 2.7702
2023-04-11 15:30 | 8 | 2.9726
2023-04-11 16:00 | 9 | 3.0637
2023-04-11 16:30 | 10 | 3.128
2023-04-11 17:00 | 11 | 3.0998
2023-04-11 17:30 | 12 | 3.139
2023-04-11 18:00 | 13 | 3.1759
2023-04-11 18:30 | 14 | 3.0715
2023-04-11 19:00 | 15 | 3.1767
2023-04-11 19:30 | 16 | 3.1233
2023-04-11 20:00 | 17 | 2.3754
2023-04-11 20:30 | 18 | 2.0294
2023-04-11 21:00 | 19 | 2.0451
2023-04-11 21:30 | 20 | 1.8096
2023-04-11 22:00 | 21 | 1.7939
2023-04-11 22:30 | 22 | 0.85695
2023-04-11 23:00 | 23 | 0.81693
2023-04-11 23:30 | 24 | 0.81614
2023-04-12 | 1 | 0.81693
2023-04-12 00:30 | 2 | 0.81693
2023-04-12 01:00 | 3 | 0.81614
2023-04-12 01:30 | 4 | 0.81614
2023-04-12 02:00 | 5 | 0.81614
2023-04-12 02:30 | 6 | 2.0011
2023-04-12 03:00 | 7 | 2.789
2023-04-12 03:30 | 8 | 2.9554
2023-04-12 04:00 | 9 | 3.0841
2023-04-12 04:30 | 10 | 3.1045
2023-04-12 05:00 | 11 | 3.11
2023-04-12 05:30 | 12 | 3.1429
2023-04-12 06:00 | 13 | 3.1822
2023-04-12 06:30 | 14 | 3.1822
2023-04-12 07:00 | 15 | 3.2512
2023-04-12 07:30 | 16 | 3.1382
2023-04-12 08:00 | 17 | 2.5771
2023-04-12 08:30 | 18 | 2.0302
2023-04-12 09:00 | 19 | 2.0498
2023-04-12 09:30 | 20 | 1.8151
2023-04-12 10:00 | 21 | 1.8198
2023-04-12 10:30 | 22 | 0.86166
2023-04-12 11:00 | 23 | 0.8185
2023-04-12 11:30 | 24 | 0.7204
2023-04-12 12:00 | 1 | 0.7204
2023-04-12 12:30 | 2 | 0.72119
2023-04-12 13:00 | 3 | 0.71962
2023-04-12 13:30 | 4 | 0.71962
2023-04-12 14:00 | 5 | 0.71883
2023-04-12 14:30 | 6 | 0.71962
2023-04-12 15:00 | 7 | 0.72119
2023-04-12 15:30 | 8 | 0.72354
2023-04-12 16:00 | 9 | 0.86794
2023-04-12 16:30 | 10 | 0.95583
2023-04-12 17:00 | 11 | 1.01
2023-04-12 17:30 | 12 | 1.1089
2023-04-12 18:00 | 13 | 1.1905
2023-04-12 18:30 | 14 | 1.3066
2023-04-12 19:00 | 15 | 1.3066
2023-04-12 19:30 | 16 | 1.3082
2023-04-12 20:00 | 17 | 1.1756
2023-04-12 20:30 | 18 | 0.92679
2023-04-12 21:00 | 19 | 0.8287
2023-04-12 21:30 | 20 | 0.7463
2023-04-12 22:00 | 21 | 0.73374
2023-04-12 22:30 | 22 | 0.72982
2023-04-12 23:00 | 23 | 0.72747
2023-04-12 23:30 | 24 | 0.72668
2023-04-13 | 1 | 0.7259
2023-04-13 00:30 | 2 | 0.7259
2023-04-13 01:00 | 3 | 0.7259
2023-04-13 01:30 | 4 | 0.7259
2023-04-13 02:00 | 5 | 0.72511
2023-04-13 02:30 | 6 | 0.72511
2023-04-13 03:00 | 7 | 0.72668
2023-04-13 03:30 | 8 | 0.96996
2023-04-13 04:00 | 9 | 1.1552
2023-04-13 04:30 | 10 | 1.0877
2023-04-13 05:00 | 11 | 1.2893
2023-04-13 05:30 | 12 | 1.2572
2023-04-13 06:00 | 13 | 1.2737
2023-04-13 06:30 | 14 | 1.0665
2023-04-13 07:00 | 15 | 1.2478
2023-04-13 07:30 | 16 | 1.2972
2023-04-13 08:00 | 17 | 1.2996
2023-04-13 08:30 | 18 | 1.2846
2023-04-13 09:00 | 19 | 1.1732
2023-04-13 09:30 | 20 | 0.87186
2023-04-13 10:00 | 21 | 0.77141
2023-04-13 10:30 | 22 | 0.73845
2023-04-13 11:00 | 23 | 0.72825
2023-04-13 11:30 | 24 | 0.82478
2023-04-13 12:00 | 1 | 0.82478
2023-04-13 12:30 | 2 | 0.82478
2023-04-13 13:00 | 3 | 0.82399
2023-04-13 13:30 | 4 | 0.82321
2023-04-13 14:00 | 5 | 0.82321
2023-04-13 14:30 | 6 | 2.0137
2023-04-13 15:00 | 7 | 2.8039
2023-04-13 15:30 | 8 | 3.0966
2023-04-13 16:00 | 9 | 3.2222
2023-04-13 16:30 | 10 | 3.223
2023-04-13 17:00 | 11 | 3.2685
2023-04-13 17:30 | 12 | 3.2607
2023-04-13 18:00 | 13 | 3.2795
2023-04-13 18:30 | 14 | 3.2795
2023-04-13 19:00 | 15 | 3.3179
2023-04-13 19:30 | 16 | 3.1712
2023-04-13 20:00 | 17 | 2.5873
2023-04-13 20:30 | 18 | 2.0545
2023-04-13 21:00 | 19 | 2.1039
2023-04-13 21:30 | 20 | 1.8473
2023-04-13 22:00 | 21 | 1.8308
2023-04-13 22:30 | 22 | 0.86558
2023-04-13 23:00 | 23 | 0.82007
2023-04-13 23:30 | 24 | 0.82085
2023-04-14 | 1 | 0.82007
2023-04-14 00:30 | 2 | 0.81928
2023-04-14 01:00 | 3 | 0.81928
2023-04-14 01:30 | 4 | 0.8185
2023-04-14 02:00 | 5 | 0.81771
2023-04-14 02:30 | 6 | 1.9744
2023-04-14 03:00 | 7 | 2.7561
2023-04-14 03:30 | 8 | 3.0582
2023-04-14 04:00 | 9 | 3.1571
2023-04-14 04:30 | 10 | 3.1955
2023-04-14 05:00 | 11 | 3.2167
2023-04-14 05:30 | 12 | 3.201
2023-04-14 06:00 | 13 | 3.2771
2023-04-14 06:30 | 14 | 3.0888
2023-04-14 07:00 | 15 | 3.2567
2023-04-14 07:30 | 16 | 3.1296
2023-04-14 08:00 | 17 | 2.5402
2023-04-14 08:30 | 18 | 2.0513
2023-04-14 09:00 | 19 | 2.0529
2023-04-14 09:30 | 20 | 1.8175
2023-04-14 10:00 | 21 | 1.8018
2023-04-14 10:30 | 22 | 0.86087
2023-04-14 11:00 | 23 | 0.8185
2023-04-14 11:30 | 24 | 0.82007
2023-04-14 12:00 | 1 | 0.82007
2023-04-14 12:30 | 2 | 0.81928
2023-04-14 13:00 | 3 | 0.81928
2023-04-14 13:30 | 4 | 0.8185
2023-04-14 14:00 | 5 | 0.8185
2023-04-14 14:30 | 6 | 1.9893
2023-04-14 15:00 | 7 | 2.7969
2023-04-14 15:30 | 8 | 3.0613
2023-04-14 16:00 | 9 | 3.1139
2023-04-14 16:30 | 10 | 3.117
2023-04-14 17:00 | 11 | 3.1155
2023-04-14 17:30 | 12 | 3.1178
2023-04-14 18:00 | 13 | 3.2175
2023-04-14 18:30 | 14 | 3.2308
2023-04-14 19:00 | 15 | 3.2363
2023-04-14 19:30 | 16 | 3.1335
2023-04-14 20:00 | 17 | 2.5473
2023-04-14 20:30 | 18 | 2.0482
2023-04-14 21:00 | 19 | 2.078
2023-04-14 21:30 | 20 | 1.8434
2023-04-14 22:00 | 21 | 1.7806
2023-04-14 22:30 | 22 | 0.85774
2023-04-14 23:00 | 23 | 0.81771
2023-04-14 23:30 | 24 | 0.8185
2023-04-15 | 1 | 0.81928
2023-04-15 00:30 | 2 | 0.8185
2023-04-15 01:00 | 3 | 0.81928
2023-04-15 01:30 | 4 | 0.8185
2023-04-15 02:00 | 5 | 0.8185
2023-04-15 02:30 | 6 | 1.9689
2023-04-15 03:00 | 7 | 2.7725
2023-04-15 03:30 | 8 | 2.9373
2023-04-15 04:00 | 9 | 3.0809
2023-04-15 04:30 | 10 | 3.128
2023-04-15 05:00 | 11 | 3.1665
2023-04-15 05:30 | 12 | 3.1429
2023-04-15 06:00 | 13 | 3.1955
2023-04-15 06:30 | 14 | 3.2191
2023-04-15 07:00 | 15 | 3.2544
2023-04-15 07:30 | 16 | 3.1343
2023-04-15 08:00 | 17 | 2.5544
2023-04-15 08:30 | 18 | 2.0498
2023-04-15 09:00 | 19 | 2.0082
2023-04-15 09:30 | 20 | 1.7939
2023-04-15 10:00 | 21 | 1.8481
2023-04-15 10:30 | 22 | 0.8648
2023-04-15 11:00 | 23 | 0.81928
2023-04-15 11:30 | 24 | 0.82085
2023-04-15 12:00 | 1 | 0.8185
2023-04-15 12:30 | 2 | 0.81928
2023-04-15 13:00 | 3 | 0.81771
2023-04-15 13:30 | 4 | 0.81771
2023-04-15 14:00 | 5 | 0.81771
2023-04-15 14:30 | 6 | 2.0074
2023-04-15 15:00 | 7 | 2.7717
2023-04-15 15:30 | 8 | 2.9483
2023-04-15 16:00 | 9 | 3.0998
2023-04-15 16:30 | 10 | 3.183
2023-04-15 17:00 | 11 | 3.2089
2023-04-15 17:30 | 12 | 3.2222
2023-04-15 18:00 | 13 | 3.2332
2023-04-15 18:30 | 14 | 3.2599
2023-04-15 19:00 | 15 | 3.3148
2023-04-15 19:30 | 16 | 3.1728
2023-04-15 20:00 | 17 | 2.6219
2023-04-15 20:30 | 18 | 2.0969
2023-04-15 21:00 | 19 | 2.0725
2023-04-15 21:30 | 20 | 1.8151
2023-04-15 22:00 | 21 | 1.823
2023-04-15 22:30 | 22 | 0.8648
2023-04-15 23:00 | 23 | 0.81928
2023-04-15 23:30 | 24 | 0.72197
2023-04-16 | 1 | 0.72197
2023-04-16 00:30 | 2 | 0.72197
2023-04-16 01:00 | 3 | 0.72197
2023-04-16 01:30 | 4 | 0.7204
2023-04-16 02:00 | 5 | 0.7204
2023-04-16 02:30 | 6 | 0.7204
2023-04-16 03:00 | 7 | 0.72119
2023-04-16 03:30 | 8 | 0.77298
2023-04-16 04:00 | 9 | 0.89933
2023-04-16 04:30 | 10 | 1.0241
2023-04-16 05:00 | 11 | 1.1583
2023-04-16 05:30 | 12 | 1.1763
2023-04-16 06:00 | 13 | 1.2556
2023-04-16 06:30 | 14 | 1.309
2023-04-16 07:00 | 15 | 1.3411
2023-04-16 07:30 | 16 | 1.3529
2023-04-16 08:00 | 17 | 1.3325
2023-04-16 08:30 | 18 | 1.3215
2023-04-16 09:00 | 19 | 1.1905
2023-04-16 09:30 | 20 | 0.91424
2023-04-16 10:00 | 21 | 0.81614
2023-04-16 10:30 | 22 | 0.77455
2023-04-16 11:00 | 23 | 0.74395
2023-04-16 11:30 | 24 | 0.73453
2023-04-16 12:00 | 1 | 0.72982
2023-04-16 12:30 | 2 | 0.72825
2023-04-16 13:00 | 3 | 0.72747
2023-04-16 13:30 | 4 | 0.72747
2023-04-16 14:00 | 5 | 0.72668
2023-04-16 14:30 | 6 | 0.7259
2023-04-16 15:00 | 7 | 0.72668
2023-04-16 15:30 | 8 | 1.0453
2023-04-16 16:00 | 9 | 1.0225
2023-04-16 16:30 | 10 | 1.2996
2023-04-16 17:00 | 11 | 1.3254
2023-04-16 17:30 | 12 | 1.3152
2023-04-16 18:00 | 13 | 1.3152
2023-04-16 18:30 | 14 | 1.3333
2023-04-16 19:00 | 15 | 1.3592
2023-04-16 19:30 | 16 | 1.3427
2023-04-16 20:00 | 17 | 1.3608
2023-04-16 20:30 | 18 | 1.3262
2023-04-16 21:00 | 19 | 1.2501
2023-04-16 21:30 | 20 | 0.95348
2023-04-16 22:00 | 21 | 0.84047
2023-04-16 22:30 | 22 | 0.77769
2023-04-16 23:00 | 23 | 0.73924
2023-04-16 23:30 | 24 | 0.83498
2023-04-17 | 1 | 0.82791
2023-04-17 00:30 | 2 | 0.82556
2023-04-17 01:00 | 3 | 0.82556
2023-04-17 01:30 | 4 | 0.82713
2023-04-17 02:00 | 5 | 0.82713
2023-04-17 02:30 | 6 | 2.0788
2023-04-17 03:00 | 7 | 2.9004
2023-04-17 03:30 | 8 | 2.9946
2023-04-17 04:00 | 9 | 3.0252
2023-04-17 04:30 | 10 | 3.0362
2023-04-17 05:00 | 11 | 3.0519
2023-04-17 05:30 | 12 | 3.0362
2023-04-17 06:00 | 13 | 3.07
2023-04-17 06:30 | 14 | 3.1053
2023-04-17 07:00 | 15 | 3.0441
2023-04-17 07:30 | 16 | 2.902
2023-04-17 08:00 | 17 | 2.3464
2023-04-17 08:30 | 18 | 2.0286
2023-04-17 09:00 | 19 | 2.0215
2023-04-17 09:30 | 20 | 1.7869
2023-04-17 10:00 | 21 | 1.7516
2023-04-17 10:30 | 22 | 0.8546
2023-04-17 11:00 | 23 | 0.82007
2023-04-17 11:30 | 24 | 0.82085
2023-04-17 12:00 | 1 | 0.82085
2023-04-17 12:30 | 2 | 0.82399
2023-04-17 13:00 | 3 | 0.82321
2023-04-17 13:30 | 4 | 0.82321
2023-04-17 14:00 | 5 | 0.82242
2023-04-17 14:30 | 6 | 2.1243
2023-04-17 15:00 | 7 | 2.8549
2023-04-17 15:30 | 8 | 3.0339
2023-04-17 16:00 | 9 | 3.1021
2023-04-17 16:30 | 10 | 3.1626
2023-04-17 17:00 | 11 | 3.1437
2023-04-17 17:30 | 12 | 3.1869
2023-04-17 18:00 | 13 | 3.1657
2023-04-17 18:30 | 14 | 3.183
2023-04-17 19:00 | 15 | 3.223
2023-04-17 19:30 | 16 | 3.1045
2023-04-17 20:00 | 17 | 2.5238
2023-04-17 20:30 | 18 | 2.0969
2023-04-17 21:00 | 19 | 2.0733
2023-04-17 21:30 | 20 | 1.8363
2023-04-17 22:00 | 21 | 1.8481
2023-04-17 22:30 | 22 | 0.8648
2023-04-17 23:00 | 23 | 0.81928
2023-04-17 23:30 | 24 | 0.82007
2023-04-18 | 1 | 0.82085
2023-04-18 00:30 | 2 | 0.82085
2023-04-18 01:00 | 3 | 0.82242
2023-04-18 01:30 | 4 | 0.82242
2023-04-18 02:00 | 5 | 0.82007
2023-04-18 02:30 | 6 | 2.0749
2023-04-18 03:00 | 7 | 2.829
2023-04-18 03:30 | 8 | 3.0809
2023-04-18 04:00 | 9 | 3.1155
2023-04-18 04:30 | 10 | 3.1429
2023-04-18 05:00 | 11 | 3.1524
2023-04-18 05:30 | 12 | 3.2112
2023-04-18 06:00 | 13 | 3.2198
2023-04-18 06:30 | 14 | 3.2646
2023-04-18 07:00 | 15 | 3.3376
2023-04-18 07:30 | 16 | 3.1806
2023-04-18 08:00 | 17 | 2.5991
2023-04-18 08:30 | 18 | 2.1188
2023-04-18 09:00 | 19 | 2.0953
2023-04-18 09:30 | 20 | 1.8638
2023-04-18 10:00 | 21 | 1.8473
2023-04-18 10:30 | 22 | 0.86637
2023-04-18 11:00 | 23 | 0.82085
2023-04-18 11:30 | 24 | 0.82164
2023-04-18 12:00 | 1 | 0.82164
2023-04-18 12:30 | 2 | 0.82242
2023-04-18 13:00 | 3 | 0.82085
2023-04-18 13:30 | 4 | 0.82085
2023-04-18 14:00 | 5 | 0.82085
2023-04-18 14:30 | 6 | 2.0506
2023-04-18 15:00 | 7 | 2.7812
2023-04-18 15:30 | 8 | 2.9954
2023-04-18 16:00 | 9 | 3.0864
2023-04-18 16:30 | 10 | 3.1798
2023-04-18 17:00 | 11 | 3.2143
2023-04-18 17:30 | 12 | 3.2089
2023-04-18 18:00 | 13 | 3.1869
2023-04-18 18:30 | 14 | 3.2795
2023-04-18 19:00 | 15 | 3.2865
2023-04-18 19:30 | 16 | 3.1947
2023-04-18 20:00 | 17 | 2.6007
2023-04-18 20:30 | 18 | 2.1212
2023-04-18 21:00 | 19 | 2.1196
2023-04-18 21:30 | 20 | 1.8858
2023-04-18 22:00 | 21 | 1.8685
2023-04-18 22:30 | 22 | 0.86794
2023-04-18 23:00 | 23 | 0.82164
2023-04-18 23:30 | 24 | 0.82242
2023-04-19 | 1 | 0.82242
2023-04-19 00:30 | 2 | 0.82399
2023-04-19 01:00 | 3 | 0.82164
2023-04-19 01:30 | 4 | 0.82242
2023-04-19 02:00 | 5 | 0.82321
2023-04-19 02:30 | 6 | 2.1228
2023-04-19 03:00 | 7 | 2.8534
2023-04-19 03:30 | 8 | 3.1108
2023-04-19 04:00 | 9 | 3.1571
2023-04-19 04:30 | 10 | 3.2057
2023-04-19 05:00 | 11 | 3.1932
2023-04-19 05:30 | 12 | 3.2418
2023-04-19 06:00 | 13 | 3.2536
2023-04-19 06:30 | 14 | 3.2614
2023-04-19 07:00 | 15 | 3.2607
2023-04-19 07:30 | 16 | 3.1735
2023-04-19 08:00 | 17 | 2.6705
2023-04-19 08:30 | 18 | 2.1479
2023-04-19 09:00 | 19 | 2.1298
2023-04-19 09:30 | 20 | 1.8881
2023-04-19 10:00 | 21 | 1.8473
2023-04-19 10:30 | 22 | 0.86637
2023-04-19 11:00 | 23 | 0.82085
2023-04-19 11:30 | 24 | 0.72354
2023-04-19 12:00 | 1 | 0.72354
2023-04-19 12:30 | 2 | 0.72354
2023-04-19 13:00 | 3 | 0.72197
2023-04-19 13:30 | 4 | 0.72354
2023-04-19 14:00 | 5 | 0.72119
2023-04-19 14:30 | 6 | 0.72119
2023-04-19 15:00 | 7 | 0.72354
2023-04-19 15:30 | 8 | 0.94563
2023-04-19 16:00 | 9 | 1.0508
2023-04-19 16:30 | 10 | 1.061
2023-04-19 17:00 | 11 | 1.0382
2023-04-19 17:30 | 12 | 1.1756
2023-04-19 18:00 | 13 | 1.2376
2023-04-19 18:30 | 14 | 1.2948
2023-04-19 19:00 | 15 | 1.3333
2023-04-19 19:30 | 16 | 1.3411
2023-04-19 20:00 | 17 | 1.3459
2023-04-19 20:30 | 18 | 1.2901
2023-04-19 21:00 | 19 | 1.1552
2023-04-19 21:30 | 20 | 0.90482
2023-04-19 22:00 | 21 | 0.80516
2023-04-19 22:30 | 22 | 0.762
2023-04-19 23:00 | 23 | 0.73767
2023-04-19 23:30 | 24 | 0.73139
2023-04-20 | 1 | 0.73061
2023-04-20 00:30 | 2 | 0.72904
2023-04-20 01:00 | 3 | 0.72904
2023-04-20 01:30 | 4 | 0.72904
2023-04-20 02:00 | 5 | 0.72747
2023-04-20 02:30 | 6 | 0.72668
2023-04-20 03:00 | 7 | 0.72825
2023-04-20 03:30 | 8 | 0.72982
2023-04-20 04:00 | 9 | 0.77298
2023-04-20 04:30 | 10 | 1.0155
2023-04-20 05:00 | 11 | 1.1418
2023-04-20 05:30 | 12 | 1.2737
2023-04-20 06:00 | 13 | 1.3074
2023-04-20 06:30 | 14 | 1.305
2023-04-20 07:00 | 15 | 1.2941
2023-04-20 07:30 | 16 | 1.2948
2023-04-20 08:00 | 17 | 1.2956
2023-04-20 08:30 | 18 | 1.1842
2023-04-20 09:00 | 19 | 0.9472
2023-04-20 09:30 | 20 | 0.8028
2023-04-20 10:00 | 21 | 0.7463
2023-04-20 10:30 | 22 | 0.73296
2023-04-20 11:00 | 23 | 0.72904
2023-04-20 11:30 | 24 | 0.82713
2023-04-20 12:00 | 1 | 0.82478
2023-04-20 12:30 | 2 | 0.82321
2023-04-20 13:00 | 3 | 0.82321
2023-04-20 13:30 | 4 | 0.82478
2023-04-20 14:00 | 5 | 0.82478
2023-04-20 14:30 | 6 | 2.0129
2023-04-20 15:00 | 7 | 2.7929
2023-04-20 15:30 | 8 | 2.873
2023-04-20 16:00 | 9 | 2.9059
2023-04-20 16:30 | 10 | 2.9389
2023-04-20 17:00 | 11 | 2.946
2023-04-20 17:30 | 12 | 3.0237
2023-04-20 18:00 | 13 | 3.0809
2023-04-20 18:30 | 14 | 3.0974
2023-04-20 19:00 | 15 | 3.1131
2023-04-20 19:30 | 16 | 2.9899
2023-04-20 20:00 | 17 | 2.4241
2023-04-20 20:30 | 18 | 1.9752
2023-04-20 21:00 | 19 | 1.9556
2023-04-20 21:30 | 20 | 1.721
2023-04-20 22:00 | 21 | 1.6864
2023-04-20 22:30 | 22 | 0.84361
2023-04-20 23:00 | 23 | 0.80987
2023-04-20 23:30 | 24 | 0.81143
2023-04-21 | 1 | 0.81065
2023-04-21 00:30 | 2 | 0.80987
2023-04-21 01:00 | 3 | 0.80987
2023-04-21 01:30 | 4 | 0.8083
2023-04-21 02:00 | 5 | 0.8083
2023-04-21 02:30 | 6 | 1.8112
2023-04-21 03:00 | 7 | 2.5654
2023-04-21 03:30 | 8 | 2.7498
2023-04-21 04:00 | 9 | 2.862
2023-04-21 04:30 | 10 | 2.8628
2023-04-21 05:00 | 11 | 2.8706
2023-04-21 05:30 | 12 | 2.8683
2023-04-21 06:00 | 13 | 2.9044
2023-04-21 06:30 | 14 | 2.9695
2023-04-21 07:00 | 15 | 2.9891
2023-04-21 07:30 | 16 | 2.8887
2023-04-21 08:00 | 17 | 2.3723
2023-04-21 08:30 | 18 | 1.9164
2023-04-21 09:00 | 19 | 1.9164
2023-04-21 09:30 | 20 | 1.6676
2023-04-21 10:00 | 21 | 1.6511
2023-04-21 10:30 | 22 | 0.8389
2023-04-21 11:00 | 23 | 0.80751
2023-04-21 11:30 | 24 | 0.80908
2023-04-21 12:00 | 1 | 0.80908
2023-04-21 12:30 | 2 | 0.8083
2023-04-21 13:00 | 3 | 0.80751
2023-04-21 13:30 | 4 | 0.80751
2023-04-21 14:00 | 5 | 0.80673
2023-04-21 14:30 | 6 | 1.8065
2023-04-21 15:00 | 7 | 2.5732
2023-04-21 15:30 | 8 | 2.7592
2023-04-21 16:00 | 9 | 2.8204
2023-04-21 16:30 | 10 | 2.8957
2023-04-21 17:00 | 11 | 2.8855
2023-04-21 17:30 | 12 | 2.9177
2023-04-21 18:00 | 13 | 2.9161
2023-04-21 18:30 | 14 | 2.9726
2023-04-21 19:00 | 15 | 2.9899
2023-04-21 19:30 | 16 | 2.8785
2023-04-21 20:00 | 17 | 2.3221
2023-04-21 20:30 | 18 | 1.9132
2023-04-21 21:00 | 19 | 1.9289
2023-04-21 21:30 | 20 | 1.677
2023-04-21 22:00 | 21 | 1.6598
2023-04-21 22:30 | 22 | 0.84047
2023-04-21 23:00 | 23 | 0.80751
2023-04-21 23:30 | 24 | 0.8083
2023-04-22 | 1 | 0.8083
2023-04-22 00:30 | 2 | 0.8083
2023-04-22 01:00 | 3 | 0.80751
2023-04-22 01:30 | 4 | 0.80751
2023-04-22 02:00 | 5 | 0.80751
2023-04-22 02:30 | 6 | 1.8575
2023-04-22 03:00 | 7 | 2.6132
2023-04-22 03:30 | 8 | 2.7867
2023-04-22 04:00 | 9 | 2.8581
2023-04-22 04:30 | 10 | 2.8879
2023-04-22 05:00 | 11 | 2.9012
2023-04-22 05:30 | 12 | 2.946
2023-04-22 06:00 | 13 | 3.0142
2023-04-22 06:30 | 14 | 2.9711
2023-04-22 07:00 | 15 | 2.9828
2023-04-22 07:30 | 16 | 2.884
2023-04-22 08:00 | 17 | 2.3707
2023-04-22 08:30 | 18 | 1.9454
2023-04-22 09:00 | 19 | 1.9462
2023-04-22 09:30 | 20 | 1.6927
2023-04-22 10:00 | 21 | 1.6951
2023-04-22 10:30 | 22 | 0.84439
2023-04-22 11:00 | 23 | 0.80908
2023-04-22 11:30 | 24 | 0.80908
2023-04-22 12:00 | 1 | 0.80908
2023-04-22 12:30 | 2 | 0.80908
2023-04-22 13:00 | 3 | 0.8083
2023-04-22 13:30 | 4 | 0.80751
2023-04-22 14:00 | 5 | 0.80673
2023-04-22 14:30 | 6 | 1.841
2023-04-22 15:00 | 7 | 2.5991
2023-04-22 15:30 | 8 | 2.8149
2023-04-22 16:00 | 9 | 2.9554
2023-04-22 16:30 | 10 | 3.0103
2023-04-22 17:00 | 11 | 3.0017
2023-04-22 17:30 | 12 | 3.0229
2023-04-22 18:00 | 13 | 3.0064
2023-04-22 18:30 | 14 | 3.0213
2023-04-22 19:00 | 15 | 3.0331
2023-04-22 19:30 | 16 | 2.9522
2023-04-22 20:00 | 17 | 2.4288
2023-04-22 20:30 | 18 | 2.0239
2023-04-22 21:00 | 19 | 2.0231
2023-04-22 21:30 | 20 | 1.768
2023-04-22 22:00 | 21 | 1.7312
2023-04-22 22:30 | 22 | 0.84989
2023-04-22 23:00 | 23 | 0.81457
2023-04-22 23:30 | 24 | 0.71648
2023-04-23 | 1 | 0.71648
2023-04-23 00:30 | 2 | 0.71805
2023-04-23 01:00 | 3 | 0.71726
2023-04-23 01:30 | 4 | 0.71648
2023-04-23 02:00 | 5 | 0.7157
2023-04-23 02:30 | 6 | 0.71491
2023-04-23 03:00 | 7 | 0.71491
2023-04-23 03:30 | 8 | 0.76749
2023-04-23 04:00 | 9 | 1.0068
2023-04-23 04:30 | 10 | 1.0155
2023-04-23 05:00 | 11 | 0.96525
2023-04-23 05:30 | 12 | 0.92365
2023-04-23 06:00 | 13 | 1.0139
2023-04-23 06:30 | 14 | 1.1206
2023-04-23 07:00 | 15 | 1.2572
2023-04-23 07:30 | 16 | 1.2917
2023-04-23 08:00 | 17 | 1.2776
2023-04-23 08:30 | 18 | 1.196
2023-04-23 09:00 | 19 | 0.8852
2023-04-23 09:30 | 20 | 0.77063
2023-04-23 10:00 | 21 | 0.73061
2023-04-23 10:30 | 22 | 0.72276
2023-04-23 11:00 | 23 | 0.72119
2023-04-23 11:30 | 24 | 0.72119
2023-04-23 12:00 | 1 | 0.7204
2023-04-23 12:30 | 2 | 0.71962
2023-04-23 13:00 | 3 | 0.71883
2023-04-23 13:30 | 4 | 0.71883
2023-04-23 14:00 | 5 | 0.71805
2023-04-23 14:30 | 6 | 0.71805
2023-04-23 15:00 | 7 | 0.71962
2023-04-23 15:30 | 8 | 0.72197
2023-04-23 16:00 | 9 | 0.88756
2023-04-23 16:30 | 10 | 0.88677
2023-04-23 17:00 | 11 | 1.0131
2023-04-23 17:30 | 12 | 1.1089
2023-04-23 18:00 | 13 | 1.1552
2023-04-23 18:30 | 14 | 1.2548
2023-04-23 19:00 | 15 | 1.2517
2023-04-23 19:30 | 16 | 1.1536
2023-04-23 20:00 | 17 | 0.91424
2023-04-23 20:30 | 18 | 0.86558
2023-04-23 21:00 | 19 | 0.76043
2023-04-23 21:30 | 20 | 0.73061
2023-04-23 22:00 | 21 | 0.72668
2023-04-23 22:30 | 22 | 0.72668
2023-04-23 23:00 | 23 | 0.7259
2023-04-23 23:30 | 24 | 0.82399
2023-04-24 | 1 | 0.82399
2023-04-24 00:30 | 2 | 0.82399
2023-04-24 01:00 | 3 | 0.82399
2023-04-24 01:30 | 4 | 0.82399
2023-04-24 02:00 | 5 | 0.82399
2023-04-24 02:30 | 6 | 2.0482
2023-04-24 03:00 | 7 | 2.8369
2023-04-24 03:30 | 8 | 2.9797
2023-04-24 04:00 | 9 | 3.0299
2023-04-24 04:30 | 10 | 3.066
2023-04-24 05:00 | 11 | 3.1241
2023-04-24 05:30 | 12 | 3.1453
2023-04-24 06:00 | 13 | 3.1845
2023-04-24 06:30 | 14 | 3.1461
2023-04-24 07:00 | 15 | 3.1445
2023-04-24 07:30 | 16 | 3.07
2023-04-24 08:00 | 17 | 2.4225
2023-04-24 08:30 | 18 | 2.0113
2023-04-24 09:00 | 19 | 2.0529
2023-04-24 09:30 | 20 | 1.8198
2023-04-24 10:00 | 21 | 1.8018
2023-04-24 10:30 | 22 | 0.86087
2023-04-24 11:00 | 23 | 0.81771
2023-04-24 11:30 | 24 | 0.81771
2023-04-24 12:00 | 1 | 0.81771
2023-04-24 12:30 | 2 | 0.81614
2023-04-24 13:00 | 3 | 0.81614
2023-04-24 13:30 | 4 | 0.81536
2023-04-24 14:00 | 5 | 0.81536
2023-04-24 14:30 | 6 | 1.9501
2023-04-24 15:00 | 7 | 2.7302
2023-04-24 15:30 | 8 | 2.9891
2023-04-24 16:00 | 9 | 3.0927
2023-04-24 16:30 | 10 | 3.1115
2023-04-24 17:00 | 11 | 3.0896
2023-04-24 17:30 | 12 | 3.1422
2023-04-24 18:00 | 13 | 3.1775
2023-04-24 18:30 | 14 | 3.0621
2023-04-24 19:00 | 15 | 3.1422
2023-04-24 19:30 | 16 | 3.0927
2023-04-24 20:00 | 17 | 2.4469
2023-04-24 20:30 | 18 | 2.0725
2023-04-24 21:00 | 19 | 2.0733
2023-04-24 21:30 | 20 | 1.8363
2023-04-24 22:00 | 21 | 1.7979
2023-04-24 22:30 | 22 | 0.8593
2023-04-24 23:00 | 23 | 0.81771
2023-04-24 23:30 | 24 | 0.8185
2023-04-25 | 1 | 0.81693
2023-04-25 00:30 | 2 | 0.81771
2023-04-25 01:00 | 3 | 0.81614
2023-04-25 01:30 | 4 | 0.81614
2023-04-25 02:00 | 5 | 0.81614
2023-04-25 02:30 | 6 | 1.9846
2023-04-25 03:00 | 7 | 2.7686
2023-04-25 03:30 | 8 | 2.9703
2023-04-25 04:00 | 9 | 3.117
2023-04-25 04:30 | 10 | 3.1343
2023-04-25 05:00 | 11 | 3.1186
2023-04-25 05:30 | 12 | 3.1853
2023-04-25 06:00 | 13 | 3.15
2023-04-25 06:30 | 14 | 3.2285
2023-04-25 07:00 | 15 | 3.2504
2023-04-25 07:30 | 16 | 3.1343
2023-04-25 08:00 | 17 | 2.5465
2023-04-25 08:30 | 18 | 2.071
2023-04-25 09:00 | 19 | 2.0937
2023-04-25 09:30 | 20 | 1.8599
2023-04-25 10:00 | 21 | 1.8206
2023-04-25 10:30 | 22 | 0.86244
2023-04-25 11:00 | 23 | 0.8185
2023-04-25 11:30 | 24 | 0.82007
2023-04-25 12:00 | 1 | 0.81928
2023-04-25 12:30 | 2 | 0.81928
2023-04-25 13:00 | 3 | 0.81928
2023-04-25 13:30 | 4 | 0.81771
2023-04-25 14:00 | 5 | 0.81771
2023-04-25 14:30 | 6 | 2.0254
2023-04-25 15:00 | 7 | 2.8165
2023-04-25 15:30 | 8 | 3.0645
2023-04-25 16:00 | 9 | 3.1422
2023-04-25 16:30 | 10 | 3.1767
2023-04-25 17:00 | 11 | 3.1759
2023-04-25 17:30 | 12 | 3.1335
2023-04-25 18:00 | 13 | 3.1665
2023-04-25 18:30 | 14 | 3.1367
2023-04-25 19:00 | 15 | 3.1633
2023-04-25 19:30 | 16 | 3.0182
2023-04-25 20:00 | 17 | 2.4712
2023-04-25 20:30 | 18 | 2.0058
2023-04-25 21:00 | 19 | 2.0215
2023-04-25 21:30 | 20 | 1.8104
2023-04-25 22:00 | 21 | 1.8638
2023-04-25 22:30 | 22 | 0.86558
2023-04-25 23:00 | 23 | 0.81771
2023-04-25 23:30 | 24 | 0.8185
2023-04-26 | 1 | 0.8185
2023-04-26 00:30 | 2 | 0.81928
2023-04-26 01:00 | 3 | 0.8185
2023-04-26 01:30 | 4 | 0.81771
2023-04-26 02:00 | 5 | 0.8185
2023-04-26 02:30 | 6 | 2.0459
2023-04-26 03:00 | 7 | 2.8361
2023-04-26 03:30 | 8 | 3.015
2023-04-26 04:00 | 9 | 3.1061
2023-04-26 04:30 | 10 | 3.1147
2023-04-26 05:00 | 11 | 3.1712
2023-04-26 05:30 | 12 | 3.2034
2023-04-26 06:00 | 13 | 3.1759
2023-04-26 06:30 | 14 | 3.2504
2023-04-26 07:00 | 15 | 3.1704
2023-04-26 07:30 | 16 | 3.1618
2023-04-26 08:00 | 17 | 2.5858
2023-04-26 08:30 | 18 | 2.0914
2023-04-26 09:00 | 19 | 2.1157
2023-04-26 09:30 | 20 | 1.8818
2023-04-26 10:00 | 21 | 1.8669
2023-04-26 10:30 | 22 | 0.86715
2023-04-26 11:00 | 23 | 0.81928
2023-04-26 11:30 | 24 | 0.72119
2023-04-26 12:00 | 1 | 0.72119
2023-04-26 12:30 | 2 | 0.72119
2023-04-26 13:00 | 3 | 0.72119
2023-04-26 13:30 | 4 | 0.72119
2023-04-26 14:00 | 5 | 0.72119
2023-04-26 14:30 | 6 | 0.7204
2023-04-26 15:00 | 7 | 0.72276
2023-04-26 15:30 | 8 | 0.93464
2023-04-26 16:00 | 9 | 0.99507
2023-04-26 16:30 | 10 | 0.97309
2023-04-26 17:00 | 11 | 1.0618
2023-04-26 17:30 | 12 | 1.1818
2023-04-26 18:00 | 13 | 1.207
2023-04-26 18:30 | 14 | 1.3027
2023-04-26 19:00 | 15 | 1.3215
2023-04-26 19:30 | 16 | 1.3262
2023-04-26 20:00 | 17 | 1.3411
2023-04-26 20:30 | 18 | 1.3105
2023-04-26 21:00 | 19 | 1.0892
2023-04-26 21:30 | 20 | 0.84204
2023-04-26 22:00 | 21 | 0.77848
2023-04-26 22:30 | 22 | 0.74002
2023-04-26 23:00 | 23 | 0.73217
2023-04-26 23:30 | 24 | 0.72747
2023-04-27 | 1 | 0.72747
2023-04-27 00:30 | 2 | 0.72747
2023-04-27 01:00 | 3 | 0.72668
2023-04-27 01:30 | 4 | 0.72511
2023-04-27 02:00 | 5 | 0.72511
2023-04-27 02:30 | 6 | 0.72354
2023-04-27 03:00 | 7 | 0.72511
2023-04-27 03:30 | 8 | 0.97152
2023-04-27 04:00 | 9 | 1.0594
2023-04-27 04:30 | 10 | 1.1928
2023-04-27 05:00 | 11 | 1.2925
2023-04-27 05:30 | 12 | 1.3129
2023-04-27 06:00 | 13 | 1.3098
2023-04-27 06:30 | 14 | 1.3302
2023-04-27 07:00 | 15 | 1.3451
2023-04-27 07:30 | 16 | 1.3584
2023-04-27 08:00 | 17 | 1.3561
2023-04-27 08:30 | 18 | 1.3388
2023-04-27 09:00 | 19 | 1.1763
2023-04-27 09:30 | 20 | 0.92287
2023-04-27 10:00 | 21 | 0.82399
2023-04-27 10:30 | 22 | 0.77769
2023-04-27 11:00 | 23 | 0.74238
2023-04-27 11:30 | 24 | 0.83341
2023-04-27 12:00 | 1 | 0.82713
2023-04-27 12:30 | 2 | 0.82635
2023-04-27 13:00 | 3 | 0.82713
2023-04-27 13:30 | 4 | 0.82556
2023-04-27 14:00 | 5 | 0.82478
2023-04-27 14:30 | 6 | 2.0341
2023-04-27 15:00 | 7 | 2.8479
2023-04-27 15:30 | 8 | 3.0362
2023-04-27 16:00 | 9 | 3.1673
2023-04-27 16:30 | 10 | 3.1908
2023-04-27 17:00 | 11 | 3.241
2023-04-27 17:30 | 12 | 3.2206
2023-04-27 18:00 | 13 | 3.2591
2023-04-27 18:30 | 14 | 3.2575
2023-04-27 19:00 | 15 | 3.2944
2023-04-27 19:30 | 16 | 3.1178
2023-04-27 20:00 | 17 | 2.5418
2023-04-27 20:30 | 18 | 2.0788
2023-04-27 21:00 | 19 | 2.0788
2023-04-27 21:30 | 20 | 1.8434
2023-04-27 22:00 | 21 | 1.8512
2023-04-27 22:30 | 22 | 0.86715
2023-04-27 23:00 | 23 | 0.82085
2023-04-27 23:30 | 24 | 0.82242
2023-04-28 | 1 | 0.82321
2023-04-28 00:30 | 2 | 0.82242
2023-04-28 01:00 | 3 | 0.82085
2023-04-28 01:30 | 4 | 0.82164
2023-04-28 02:00 | 5 | 0.82164
2023-04-28 02:30 | 6 | 2.0333
2023-04-28 03:00 | 7 | 2.8235
2023-04-28 03:30 | 8 | 3.1045
2023-04-28 04:00 | 9 | 3.1429
2023-04-28 04:30 | 10 | 3.2285
2023-04-28 05:00 | 11 | 3.2473
2023-04-28 05:30 | 12 | 3.2669
2023-04-28 06:00 | 13 | 3.2811
2023-04-28 06:30 | 14 | 3.325
2023-04-28 07:00 | 15 | 3.2944
2023-04-28 07:30 | 16 | 3.0919
2023-04-28 08:00 | 17 | 2.4665
2023-04-28 08:30 | 18 | 2.1251
2023-04-28 09:00 | 19 | 2.1196
2023-04-28 09:30 | 20 | 1.9109
2023-04-28 10:00 | 21 | 1.896
2023-04-28 10:30 | 22 | 0.87108
2023-04-28 11:00 | 23 | 0.82085
2023-04-28 11:30 | 24 | 0.82164
2023-04-28 12:00 | 1 | 0.82242
2023-04-28 12:30 | 2 | 0.82164
2023-04-28 13:00 | 3 | 0.82164
2023-04-28 13:30 | 4 | 0.82321
2023-04-28 14:00 | 5 | 0.82242
2023-04-28 14:30 | 6 | 2.0976
2023-04-28 15:00 | 7 | 2.88
2023-04-28 15:30 | 8 | 3.0213
2023-04-28 16:00 | 9 | 3.1767
2023-04-28 16:30 | 10 | 3.1728
2023-04-28 17:00 | 11 | 3.2041
2023-04-28 17:30 | 12 | 3.1578
2023-04-28 18:00 | 13 | 3.1633
2023-04-28 18:30 | 14 | 3.1225
2023-04-28 19:00 | 15 | 3.201
2023-04-28 19:30 | 16 | 3.0566
2023-04-28 20:00 | 17 | 2.5913
2023-04-28 20:30 | 18 | 2.1471
2023-04-28 21:00 | 19 | 2.1149
2023-04-28 21:30 | 20 | 1.8536
2023-04-28 22:00 | 21 | 1.8379
2023-04-28 22:30 | 22 | 0.86244
2023-04-28 23:00 | 23 | 0.81771
2023-04-28 23:30 | 24 | 0.8185
2023-04-29 | 1 | 0.81771
2023-04-29 00:30 | 2 | 0.8185
2023-04-29 01:00 | 3 | 0.8185
2023-04-29 01:30 | 4 | 0.8185
2023-04-29 02:00 | 5 | 0.81928
2023-04-29 02:30 | 6 | 2.0466
2023-04-29 03:00 | 7 | 2.8361
2023-04-29 03:30 | 8 | 2.986
2023-04-29 04:00 | 9 | 3.1053
2023-04-29 04:30 | 10 | 3.2034
2023-04-29 05:00 | 11 | 3.1806
2023-04-29 05:30 | 12 | 3.2096
2023-04-29 06:00 | 13 | 3.2583
2023-04-29 06:30 | 14 | 3.2395
2023-04-29 07:00 | 15 | 3.2332
2023-04-29 07:30 | 16 | 3.0464
2023-04-29 08:00 | 17 | 2.5206
2023-04-29 08:30 | 18 | 2.1471
2023-04-29 09:00 | 19 | 2.1455
2023-04-29 09:30 | 20 | 1.8818
2023-04-29 10:00 | 21 | 1.8654
2023-04-29 10:30 | 22 | 0.86715
2023-04-29 11:00 | 23 | 0.81928
2023-04-29 11:30 | 24 | 0.81928
2023-04-29 12:00 | 1 | 0.82007
2023-04-29 12:30 | 2 | 0.82085
2023-04-29 13:00 | 3 | 0.82085
2023-04-29 13:30 | 4 | 0.8185
2023-04-29 14:00 | 5 | 0.81928
2023-04-29 14:30 | 6 | 2.0239
2023-04-29 15:00 | 7 | 2.7898
2023-04-29 15:30 | 8 | 3.0629
2023-04-29 16:00 | 9 | 3.1783
2023-04-29 16:30 | 10 | 3.1775
2023-04-29 17:00 | 11 | 3.2065
2023-04-29 17:30 | 12 | 3.2559
2023-04-29 18:00 | 13 | 3.2944
2023-04-29 18:30 | 14 | 3.245
2023-04-29 19:00 | 15 | 3.2787
2023-04-29 19:30 | 16 | 3.1108
2023-04-29 20:00 | 17 | 2.6211
2023-04-29 20:30 | 18 | 2.1471
2023-04-29 21:00 | 19 | 2.0945
2023-04-29 21:30 | 20 | 1.8591
2023-04-29 22:00 | 21 | 1.8191
2023-04-29 22:30 | 22 | 0.86244
2023-04-29 23:00 | 23 | 0.81928
2023-04-29 23:30 | 24 | 0.72119
2023-04-30 | 1 | 0.7204
2023-04-30 00:30 | 2 | 0.71962
2023-04-30 01:00 | 3 | 0.71962
2023-04-30 01:30 | 4 | 0.71883
2023-04-30 02:00 | 5 | 0.71962
2023-04-30 02:30 | 6 | 0.71962
2023-04-30 03:00 | 7 | 0.7204
2023-04-30 03:30 | 8 | 0.97074
2023-04-30 04:00 | 9 | 1.112
2023-04-30 04:30 | 10 | 1.0728
2023-04-30 05:00 | 11 | 1.1504
2023-04-30 05:30 | 12 | 1.1936
2023-04-30 06:00 | 13 | 1.2556
2023-04-30 06:30 | 14 | 1.3152
2023-04-30 07:00 | 15 | 1.3309
2023-04-30 07:30 | 16 | 1.3474
2023-04-30 08:00 | 17 | 1.3482
2023-04-30 08:30 | 18 | 1.2054
2023-04-30 09:00 | 19 | 0.96132
2023-04-30 09:30 | 20 | 0.81536
2023-04-30 10:00 | 21 | 0.76827
2023-04-30 10:30 | 22 | 0.74238
2023-04-30 11:00 | 23 | 0.73296
2023-04-30 11:30 | 24 | 0.73139
2023-04-30 12:00 | 1 | 0.72904
2023-04-30 12:30 | 2 | 0.72904
2023-04-30 13:00 | 3 | 0.72747
2023-04-30 13:30 | 4 | 0.7259
2023-04-30 14:00 | 5 | 0.72511
2023-04-30 14:30 | 6 | 0.72511
2023-04-30 15:00 | 7 | 0.72747
2023-04-30 15:30 | 8 | 0.93857
2023-04-30 16:00 | 9 | 0.97859
2023-04-30 16:30 | 10 | 1.0798
2023-04-30 17:00 | 11 | 1.3113
2023-04-30 17:30 | 12 | 1.3176
2023-04-30 18:00 | 13 | 1.3231
2023-04-30 18:30 | 14 | 1.3459
2023-04-30 19:00 | 15 | 1.3364
2023-04-30 19:30 | 16 | 1.3553
2023-04-30 20:00 | 17 | 1.3451
2023-04-30 20:30 | 18 | 1.3294
2023-04-30 21:00 | 19 | 1.0994
2023-04-30 21:30 | 20 | 0.91502
2023-04-30 22:00 | 21 | 0.82007
2023-04-30 22:30 | 22 | 0.77377
2023-04-30 23:00 | 23 | 0.74473
2023-04-30 23:30 | 24 | 0.83184
2023-05-01 | 1 | 0.82791
2023-05-01 00:30 | 2 | 0.8287
2023-05-01 01:00 | 3 | 0.82713
2023-05-01 01:30 | 4 | 0.82713
2023-05-01 02:00 | 5 | 0.82713
2023-05-01 02:30 | 6 | 2.0796
2023-05-01 03:00 | 7 | 2.9169
2023-05-01 03:30 | 8 | 3.1916
2023-05-01 04:00 | 9 | 3.2285
2023-05-01 04:30 | 10 | 3.2677
2023-05-01 05:00 | 11 | 3.3517
2023-05-01 05:30 | 12 | 3.3352
2023-05-01 06:00 | 13 | 3.3305
2023-05-01 06:30 | 14 | 3.3462
2023-05-01 07:00 | 15 | 3.3376
2023-05-01 07:30 | 16 | 3.1994
2023-05-01 08:00 | 17 | 2.5536
2023-05-01 08:30 | 18 | 2.1549
2023-05-01 09:00 | 19 | 2.1283
2023-05-01 09:30 | 20 | 1.8905
2023-05-01 10:00 | 21 | 1.874
2023-05-01 10:30 | 22 | 0.87029
2023-05-01 11:00 | 23 | 0.82321
2023-05-01 11:30 | 24 | 0.82242
2023-05-01 12:00 | 1 | 0.82242
2023-05-01 12:30 | 2 | 0.82321
2023-05-01 13:00 | 3 | 0.82321
2023-05-01 13:30 | 4 | 0.82164
2023-05-01 14:00 | 5 | 0.82085
2023-05-01 14:30 | 6 | 2.1031
2023-05-01 15:00 | 7 | 2.8345
2023-05-01 15:30 | 8 | 3.0974
2023-05-01 16:00 | 9 | 3.1822
2023-05-01 16:30 | 10 | 3.241
2023-05-01 17:00 | 11 | 3.1728
2023-05-01 17:30 | 12 | 3.2756
2023-05-01 18:00 | 13 | 3.2952
2023-05-01 18:30 | 14 | 3.2928
2023-05-01 19:00 | 15 | 3.2928
2023-05-01 19:30 | 16 | 3.1257
2023-05-01 20:00 | 17 | 2.6281
2023-05-01 20:30 | 18 | 2.1259
2023-05-01 21:00 | 19 | 2.151
2023-05-01 21:30 | 20 | 1.8881
2023-05-01 22:00 | 21 | 1.8991
2023-05-01 22:30 | 22 | 0.87108
2023-05-01 23:00 | 23 | 0.82164
2023-05-01 23:30 | 24 | 0.82321
2023-05-02 | 1 | 0.82321
2023-05-02 00:30 | 2 | 0.82242
2023-05-02 01:00 | 3 | 0.82164
2023-05-02 01:30 | 4 | 0.82242
2023-05-02 02:00 | 5 | 0.82242
2023-05-02 02:30 | 6 | 2.1243
2023-05-02 03:00 | 7 | 2.8549
2023-05-02 03:30 | 8 | 3.1272
2023-05-02 04:00 | 9 | 3.172
2023-05-02 04:30 | 10 | 3.2214
2023-05-02 05:00 | 11 | 3.2873
2023-05-02 05:30 | 12 | 3.2559
2023-05-02 06:00 | 13 | 3.2709
2023-05-02 06:30 | 14 | 3.2787
2023-05-02 07:00 | 15 | 3.3399
2023-05-02 07:30 | 16 | 3.2434
2023-05-02 08:00 | 17 | 2.6446
2023-05-02 08:30 | 18 | 2.0953
2023-05-02 09:00 | 19 | 2.0741
2023-05-02 09:30 | 20 | 1.8622
2023-05-02 10:00 | 21 | 1.8473
2023-05-02 10:30 | 22 | 0.8648
2023-05-02 11:00 | 23 | 0.81928
2023-05-02 11:30 | 24 | 0.81928
2023-05-02 12:00 | 1 | 0.8185
2023-05-02 12:30 | 2 | 0.8185
2023-05-02 13:00 | 3 | 0.81771
2023-05-02 13:30 | 4 | 0.81771
2023-05-02 14:00 | 5 | 0.81693
2023-05-02 14:30 | 6 | 1.9878
2023-05-02 15:00 | 7 | 2.7521
2023-05-02 15:30 | 8 | 2.8989
2023-05-02 16:00 | 9 | 3.07
2023-05-02 16:30 | 10 | 3.099
2023-05-02 17:00 | 11 | 3.1131
2023-05-02 17:30 | 12 | 3.1053
2023-05-02 18:00 | 13 | 3.1343
2023-05-02 18:30 | 14 | 3.1516
2023-05-02 19:00 | 15 | 3.1539
2023-05-02 19:30 | 16 | 3.0174
2023-05-02 20:00 | 17 | 2.3668
2023-05-02 20:30 | 18 | 1.9878
2023-05-02 21:00 | 19 | 1.9831
2023-05-02 21:30 | 20 | 1.7484
2023-05-02 22:00 | 21 | 1.732
2023-05-02 22:30 | 22 | 0.85067
2023-05-02 23:00 | 23 | 0.81379
2023-05-02 23:30 | 24 | 0.81457
2023-05-03 | 1 | 0.81536
2023-05-03 00:30 | 2 | 0.81536
2023-05-03 01:00 | 3 | 0.81693
2023-05-03 01:30 | 4 | 0.81693
2023-05-03 02:00 | 5 | 0.8185
2023-05-03 02:30 | 6 | 2.0254
2023-05-03 03:00 | 7 | 2.7482
2023-05-03 03:30 | 8 | 2.8651
2023-05-03 04:00 | 9 | 2.8926
2023-05-03 04:30 | 10 | 2.8957
2023-05-03 05:00 | 11 | 2.924
2023-05-03 05:30 | 12 | 2.9483
2023-05-03 06:00 | 13 | 3.026
2023-05-03 06:30 | 14 | 3.0488
2023-05-03 07:00 | 15 | 3.0095
2023-05-03 07:30 | 16 | 2.924
2023-05-03 08:00 | 17 | 2.3927
2023-05-03 08:30 | 18 | 2.067
2023-05-03 09:00 | 19 | 2.038
2023-05-03 09:30 | 20 | 1.8018
2023-05-03 10:00 | 21 | 1.7657
2023-05-03 10:30 | 22 | 0.85538
2023-05-03 11:00 | 23 | 0.81536
2023-05-03 11:30 | 24 | 0.71883
2023-05-03 12:00 | 1 | 0.71883
2023-05-03 12:30 | 2 | 0.71883
2023-05-03 13:00 | 3 | 0.71805
2023-05-03 13:30 | 4 | 0.71805
2023-05-03 14:00 | 5 | 0.71805
2023-05-03 14:30 | 6 | 0.71962
2023-05-03 15:00 | 7 | 0.71962
2023-05-03 15:30 | 8 | 0.71962
2023-05-03 16:00 | 9 | 0.71962
2023-05-03 16:30 | 10 | 0.79574
2023-05-03 17:00 | 11 | 0.85538
2023-05-03 17:30 | 12 | 1.0092
2023-05-03 18:00 | 13 | 1.0555
2023-05-03 18:30 | 14 | 1.0602
2023-05-03 19:00 | 15 | 1.0241
2023-05-03 19:30 | 16 | 1.1073
2023-05-03 20:00 | 17 | 1.0641
2023-05-03 20:30 | 18 | 1.0367
2023-05-03 21:00 | 19 | 0.813
2023-05-03 21:30 | 20 | 0.74316
2023-05-03 22:00 | 21 | 0.72904
2023-05-03 22:30 | 22 | 0.72747
2023-05-03 23:00 | 23 | 0.72747
2023-05-03 23:30 | 24 | 0.72747
2023-05-04 | 1 | 0.72668
2023-05-04 00:30 | 2 | 0.72668
2023-05-04 01:00 | 3 | 0.72668
2023-05-04 01:30 | 4 | 0.72668
2023-05-04 02:00 | 5 | 0.72668
2023-05-04 02:30 | 6 | 0.72668
2023-05-04 03:00 | 7 | 0.72747
2023-05-04 03:30 | 8 | 0.72904
2023-05-04 04:00 | 9 | 0.73139
2023-05-04 04:30 | 10 | 0.79966
2023-05-04 05:00 | 11 | 0.82713
2023-05-04 05:30 | 12 | 1.0476
2023-05-04 06:00 | 13 | 1.0626
2023-05-04 06:30 | 14 | 1.09
2023-05-04 07:00 | 15 | 0.92365
2023-05-04 07:30 | 16 | 1.0531
2023-05-04 08:00 | 17 | 0.9833
2023-05-04 08:30 | 18 | 0.90874
2023-05-04 09:00 | 19 | 0.77769
2023-05-04 09:30 | 20 | 0.74316
2023-05-04 10:00 | 21 | 0.73374
2023-05-04 10:30 | 22 | 0.72982
2023-05-04 11:00 | 23 | 0.72904
2023-05-04 11:30 | 24 | 0.72668
2023-05-04 12:00 | 1 | 0.72747
2023-05-04 12:30 | 2 | 0.72668
2023-05-04 13:00 | 3 | 0.72668
2023-05-04 13:30 | 4 | 0.7259
2023-05-04 14:00 | 5 | 0.72354
2023-05-04 14:30 | 6 | 0.72276
2023-05-04 15:00 | 7 | 0.72354
2023-05-04 15:30 | 8 | 0.72433
2023-05-04 16:00 | 9 | 0.72511
2023-05-04 16:30 | 10 | 0.72511
2023-05-04 17:00 | 11 | 0.73296
2023-05-04 17:30 | 12 | 0.762
2023-05-04 18:00 | 13 | 0.89697
2023-05-04 18:30 | 14 | 0.95426
2023-05-04 19:00 | 15 | 0.99978
2023-05-04 19:30 | 16 | 0.96603
2023-05-04 20:00 | 17 | 0.9009
2023-05-04 20:30 | 18 | 0.78475
2023-05-04 21:00 | 19 | 0.73139
2023-05-04 21:30 | 20 | 0.72668
2023-05-04 22:00 | 21 | 0.7259
2023-05-04 22:30 | 22 | 0.7259
2023-05-04 23:00 | 23 | 0.7259
2023-05-04 23:30 | 24 | 0.82399
2023-05-05 | 1 | 0.82399
2023-05-05 00:30 | 2 | 0.82399
2023-05-05 01:00 | 3 | 0.82321
2023-05-05 01:30 | 4 | 0.82242
2023-05-05 02:00 | 5 | 0.82242
2023-05-05 02:30 | 6 | 1.9909
2023-05-05 03:00 | 7 | 2.778
2023-05-05 03:30 | 8 | 2.8989
2023-05-05 04:00 | 9 | 3.026
2023-05-05 04:30 | 10 | 3.0817
2023-05-05 05:00 | 11 | 3.1484
2023-05-05 05:30 | 12 | 3.1845
2023-05-05 06:00 | 13 | 3.2316
2023-05-05 06:30 | 14 | 3.2089
2023-05-05 07:00 | 15 | 3.2018
2023-05-05 07:30 | 16 | 3.0684
2023-05-05 08:00 | 17 | 2.4853
2023-05-05 08:30 | 18 | 2.0584
2023-05-05 09:00 | 19 | 2.0561
2023-05-05 09:30 | 20 | 1.8183
2023-05-05 10:00 | 21 | 1.8041
2023-05-05 10:30 | 22 | 0.86009
2023-05-05 11:00 | 23 | 0.81693
2023-05-05 11:30 | 24 | 0.81771
2023-05-05 12:00 | 1 | 0.81693
2023-05-05 12:30 | 2 | 0.81771
2023-05-05 13:00 | 3 | 0.81693
2023-05-05 13:30 | 4 | 0.81693
2023-05-05 14:00 | 5 | 0.81614
2023-05-05 14:30 | 6 | 1.9548
2023-05-05 15:00 | 7 | 2.6956
2023-05-05 15:30 | 8 | 2.8573
2023-05-05 16:00 | 9 | 2.8934
2023-05-05 16:30 | 10 | 2.9593
2023-05-05 17:00 | 11 | 3.037
2023-05-05 17:30 | 12 | 3.128
2023-05-05 18:00 | 13 | 3.172
2023-05-05 18:30 | 14 | 3.212
2023-05-05 19:00 | 15 | 3.245
2023-05-05 19:30 | 16 | 3.0825
2023-05-05 20:00 | 17 | 2.5198
2023-05-05 20:30 | 18 | 2.0765
2023-05-05 21:00 | 19 | 2.0733
2023-05-05 21:30 | 20 | 1.8387
2023-05-05 22:00 | 21 | 1.823
2023-05-05 22:30 | 22 | 0.86323
2023-05-05 23:00 | 23 | 0.81771
2023-05-05 23:30 | 24 | 0.81928
2023-05-06 | 1 | 0.81928
2023-05-06 00:30 | 2 | 0.81928
2023-05-06 01:00 | 3 | 0.81928
2023-05-06 01:30 | 4 | 0.82085
2023-05-06 02:00 | 5 | 0.82085
2023-05-06 02:30 | 6 | 2.0984
2023-05-06 03:00 | 7 | 2.8424
2023-05-06 03:30 | 8 | 2.993
2023-05-06 04:00 | 9 | 3.0598
2023-05-06 04:30 | 10 | 3.0943
2023-05-06 05:00 | 11 | 3.1021
2023-05-06 05:30 | 12 | 3.1539
2023-05-06 06:00 | 13 | 3.1798
2023-05-06 06:30 | 14 | 3.2026
2023-05-06 07:00 | 15 | 3.1814
2023-05-06 07:30 | 16 | 3.0276
2023-05-06 08:00 | 17 | 2.4382
2023-05-06 08:30 | 18 | 2.049
2023-05-06 09:00 | 19 | 2.0451
2023-05-06 09:30 | 20 | 1.8081
2023-05-06 10:00 | 21 | 1.7916
2023-05-06 10:30 | 22 | 0.85617
2023-05-06 11:00 | 23 | 0.81536
2023-05-06 11:30 | 24 | 0.81614
2023-05-06 12:00 | 1 | 0.81693
2023-05-06 12:30 | 2 | 0.81693
2023-05-06 13:00 | 3 | 0.81693
2023-05-06 13:30 | 4 | 0.81614
2023-05-06 14:00 | 5 | 0.81536
2023-05-06 14:30 | 6 | 1.9611
2023-05-06 15:00 | 7 | 2.7647
2023-05-06 15:30 | 8 | 2.9491
2023-05-06 16:00 | 9 | 3.0158
2023-05-06 16:30 | 10 | 3.0166
2023-05-06 17:00 | 11 | 2.9467
2023-05-06 17:30 | 12 | 2.8981
2023-05-06 18:00 | 13 | 2.9515
2023-05-06 18:30 | 14 | 3.0715
2023-05-06 19:00 | 15 | 3.1335
2023-05-06 19:30 | 16 | 3.015
2023-05-06 20:00 | 17 | 2.4445
2023-05-06 20:30 | 18 | 2.0914
2023-05-06 21:00 | 19 | 2.0419
2023-05-06 21:30 | 20 | 1.7845
2023-05-06 22:00 | 21 | 1.7476
2023-05-06 22:30 | 22 | 0.85224
2023-05-06 23:00 | 23 | 0.81379
2023-05-06 23:30 | 24 | 0.71726
2023-05-07 | 1 | 0.71648
2023-05-07 00:30 | 2 | 0.71413
2023-05-07 01:00 | 3 | 0.71334
2023-05-07 01:30 | 4 | 0.71256
2023-05-07 02:00 | 5 | 0.71177
2023-05-07 02:30 | 6 | 0.71099
2023-05-07 03:00 | 7 | 0.71099
2023-05-07 03:30 | 8 | 0.71177
2023-05-07 04:00 | 9 | 0.71256
2023-05-07 04:30 | 10 | 0.84518
2023-05-07 05:00 | 11 | 0.86715
2023-05-07 05:30 | 12 | 0.93621
2023-05-07 06:00 | 13 | 0.94955
2023-05-07 06:30 | 14 | 1.0704
2023-05-07 07:00 | 15 | 1.1512
2023-05-07 07:30 | 16 | 1.1607
2023-05-07 08:00 | 17 | 0.99585
2023-05-07 08:30 | 18 | 0.81143
2023-05-07 09:00 | 19 | 0.72825
2023-05-07 09:30 | 20 | 0.71883
2023-05-07 10:00 | 21 | 0.71726
2023-05-07 10:30 | 22 | 0.71726
2023-05-07 11:00 | 23 | 0.71726
2023-05-07 11:30 | 24 | 0.71648
2023-05-07 12:00 | 1 | 0.71648
2023-05-07 12:30 | 2 | 0.7157
2023-05-07 13:00 | 3 | 0.71491
2023-05-07 13:30 | 4 | 0.71491
2023-05-07 14:00 | 5 | 0.71413
2023-05-07 14:30 | 6 | 0.71413
2023-05-07 15:00 | 7 | 0.71413
2023-05-07 15:30 | 8 | 0.7565
2023-05-07 16:00 | 9 | 0.96682
2023-05-07 16:30 | 10 | 0.99507
2023-05-07 17:00 | 11 | 1.0673
2023-05-07 17:30 | 12 | 1.0602
2023-05-07 18:00 | 13 | 1.0783
2023-05-07 18:30 | 14 | 1.1873
2023-05-07 19:00 | 15 | 1.2815
2023-05-07 19:30 | 16 | 1.2878
2023-05-07 20:00 | 17 | 1.2721
2023-05-07 20:30 | 18 | 1.0822
2023-05-07 21:00 | 19 | 0.85067
2023-05-07 21:30 | 20 | 0.75336
2023-05-07 22:00 | 21 | 0.72433
2023-05-07 22:30 | 22 | 0.71805
2023-05-07 23:00 | 23 | 0.71805
2023-05-07 23:30 | 24 | 0.81536
2023-05-08 | 1 | 0.81457
2023-05-08 00:30 | 2 | 0.81457
2023-05-08 01:00 | 3 | 0.81379
2023-05-08 01:30 | 4 | 0.813
2023-05-08 02:00 | 5 | 0.813
2023-05-08 02:30 | 6 | 1.8536
2023-05-08 03:00 | 7 | 2.6077
2023-05-08 03:30 | 8 | 2.7623
2023-05-08 04:00 | 9 | 2.8746
2023-05-08 04:30 | 10 | 2.9232
2023-05-08 05:00 | 11 | 2.975
2023-05-08 05:30 | 12 | 3.0095
2023-05-08 06:00 | 13 | 3.0535
2023-05-08 06:30 | 14 | 3.0707
2023-05-08 07:00 | 15 | 3.0911
2023-05-08 07:30 | 16 | 2.9546
2023-05-08 08:00 | 17 | 2.3888
2023-05-08 08:30 | 18 | 1.9548
2023-05-08 09:00 | 19 | 1.9352
2023-05-08 09:30 | 20 | 1.699
2023-05-08 10:00 | 21 | 1.6676
2023-05-08 10:30 | 22 | 0.84283
2023-05-08 11:00 | 23 | 0.81065
2023-05-08 11:30 | 24 | 0.81222
2023-05-08 12:00 | 1 | 0.81143
2023-05-08 12:30 | 2 | 0.81143
2023-05-08 13:00 | 3 | 0.81143
2023-05-08 13:30 | 4 | 0.81065
2023-05-08 14:00 | 5 | 0.80987
2023-05-08 14:30 | 6 | 1.8504
2023-05-08 15:00 | 7 | 2.6234
2023-05-08 15:30 | 8 | 2.7796
2023-05-08 16:00 | 9 | 2.8628
2023-05-08 16:30 | 10 | 2.8981
2023-05-08 17:00 | 11 | 2.9295
2023-05-08 17:30 | 12 | 2.9224
2023-05-08 18:00 | 13 | 2.9467
2023-05-08 18:30 | 14 | 2.9711
2023-05-08 19:00 | 15 | 2.9899
2023-05-08 19:30 | 16 | 2.8047
2023-05-08 20:00 | 17 | 2.2475
2023-05-08 20:30 | 18 | 1.914
2023-05-08 21:00 | 19 | 1.9101
2023-05-08 21:30 | 20 | 1.6911
2023-05-08 22:00 | 21 | 1.6754
2023-05-08 22:30 | 22 | 0.84204
2023-05-08 23:00 | 23 | 0.80987
2023-05-08 23:30 | 24 | 0.81065
2023-05-09 | 1 | 0.81222
2023-05-09 00:30 | 2 | 0.81222
2023-05-09 01:00 | 3 | 0.813
2023-05-09 01:30 | 4 | 0.813
2023-05-09 02:00 | 5 | 0.81222
2023-05-09 02:30 | 6 | 1.9242
2023-05-09 03:00 | 7 | 2.6846
2023-05-09 03:30 | 8 | 2.8416
2023-05-09 04:00 | 9 | 2.8895
2023-05-09 04:30 | 10 | 2.9059
2023-05-09 05:00 | 11 | 2.935
2023-05-09 05:30 | 12 | 2.9601
2023-05-09 06:00 | 13 | 2.9821
2023-05-09 06:30 | 14 | 2.9938
2023-05-09 07:00 | 15 | 3.0009
2023-05-09 07:30 | 16 | 2.9028
2023-05-09 08:00 | 17 | 2.3849
2023-05-09 08:30 | 18 | 2.0914
2023-05-09 09:00 | 19 | 2.06
2023-05-09 09:30 | 20 | 1.823
2023-05-09 10:00 | 21 | 1.7845
2023-05-09 10:30 | 22 | 0.85695
2023-05-09 11:00 | 23 | 0.81614
2023-05-09 11:30 | 24 | 0.81693
2023-05-09 12:00 | 1 | 0.8185
2023-05-09 12:30 | 2 | 0.8185
2023-05-09 13:00 | 3 | 0.81928
2023-05-09 13:30 | 4 | 0.82007
2023-05-09 14:00 | 5 | 0.82085
2023-05-09 14:30 | 6 | 2.0867
2023-05-09 15:00 | 7 | 2.8573
2023-05-09 15:30 | 8 | 2.9672
2023-05-09 16:00 | 9 | 2.9844
2023-05-09 16:30 | 10 | 3.0731
2023-05-09 17:00 | 11 | 3.117
2023-05-09 17:30 | 12 | 3.1728
2023-05-09 18:00 | 13 | 3.2512
2023-05-09 18:30 | 14 | 3.307
2023-05-09 19:00 | 15 | 3.274
2023-05-09 19:30 | 16 | 3.1602
2023-05-09 20:00 | 17 | 2.5771
2023-05-09 20:30 | 18 | 2.1416
2023-05-09 21:00 | 19 | 2.1408
2023-05-09 21:30 | 20 | 1.903
2023-05-09 22:00 | 21 | 1.8881
2023-05-09 22:30 | 22 | 0.86951
2023-05-09 23:00 | 23 | 0.82085
2023-05-09 23:30 | 24 | 0.82164
2023-05-10 | 1 | 0.82085
2023-05-10 00:30 | 2 | 0.82085
2023-05-10 01:00 | 3 | 0.82164
2023-05-10 01:30 | 4 | 0.82164
2023-05-10 02:00 | 5 | 0.82164
2023-05-10 02:30 | 6 | 2.0906
2023-05-10 03:00 | 7 | 2.8887
2023-05-10 03:30 | 8 | 3.0409
2023-05-10 04:00 | 9 | 3.1751
2023-05-10 04:30 | 10 | 3.2143
2023-05-10 05:00 | 11 | 3.2607
2023-05-10 05:30 | 12 | 3.292
2023-05-10 06:00 | 13 | 3.3054
2023-05-10 06:30 | 14 | 3.3391
2023-05-10 07:00 | 15 | 3.343
2023-05-10 07:30 | 16 | 3.2324
2023-05-10 08:00 | 17 | 2.6423
2023-05-10 08:30 | 18 | 2.2036
2023-05-10 09:00 | 19 | 2.1408
2023-05-10 09:30 | 20 | 1.8787
2023-05-10 10:00 | 21 | 1.8159
2023-05-10 10:30 | 22 | 0.8593
2023-05-10 11:00 | 23 | 0.81457
2023-05-10 11:30 | 24 | 0.71648
2023-05-10 12:00 | 1 | 0.7157
2023-05-10 12:30 | 2 | 0.7157
2023-05-10 13:00 | 3 | 0.71491
2023-05-10 13:30 | 4 | 0.7157
2023-05-10 14:00 | 5 | 0.71726
2023-05-10 14:30 | 6 | 0.71805
2023-05-10 15:00 | 7 | 0.7204
2023-05-10 15:30 | 8 | 0.72119
2023-05-10 16:00 | 9 | 0.72276
2023-05-10 16:30 | 10 | 0.72276
2023-05-10 17:00 | 11 | 0.72119
2023-05-10 17:30 | 12 | 0.7204
2023-05-10 18:00 | 13 | 0.71883
2023-05-10 18:30 | 14 | 0.72825
2023-05-10 19:00 | 15 | 0.72668
2023-05-10 19:30 | 16 | 0.71805
2023-05-10 20:00 | 17 | 0.7157
2023-05-10 20:30 | 18 | 0.7157
2023-05-10 21:00 | 19 | 0.7157
2023-05-10 21:30 | 20 | 0.71413
2023-05-10 22:00 | 21 | 0.71256
2023-05-10 22:30 | 22 | 0.71256
2023-05-10 23:00 | 23 | 0.71256
2023-05-10 23:30 | 24 | 0.71177
2023-05-11 | 1 | 0.71099
2023-05-11 00:30 | 2 | 0.7102
2023-05-11 01:00 | 3 | 0.70863
2023-05-11 01:30 | 4 | 0.70863
2023-05-11 02:00 | 5 | 0.70785
2023-05-11 02:30 | 6 | 0.70549
2023-05-11 03:00 | 7 | 0.70863
2023-05-11 03:30 | 8 | 0.70942
2023-05-11 04:00 | 9 | 0.95818
2023-05-11 04:30 | 10 | 0.98643
2023-05-11 05:00 | 11 | 1.0476
2023-05-11 05:30 | 12 | 1.0343
2023-05-11 06:00 | 13 | 1.0304
2023-05-11 06:30 | 14 | 1.0759
2023-05-11 07:00 | 15 | 1.2784
2023-05-11 07:30 | 16 | 1.2893
2023-05-11 08:00 | 17 | 1.2823
2023-05-11 08:30 | 18 | 1.1316
2023-05-11 09:00 | 19 | 0.84989
2023-05-11 09:30 | 20 | 0.74787
2023-05-11 10:00 | 21 | 0.71334
2023-05-11 10:30 | 22 | 0.7102
2023-05-11 11:00 | 23 | 0.71099
2023-05-11 11:30 | 24 | 0.8083
2023-05-11 12:00 | 1 | 0.80359
2023-05-11 12:30 | 2 | 0.80359
2023-05-11 13:00 | 3 | 0.80359
2023-05-11 13:30 | 4 | 0.80437
2023-05-11 14:00 | 5 | 0.80437
2023-05-11 14:30 | 6 | 1.7649
2023-05-11 15:00 | 7 | 2.5928
2023-05-11 15:30 | 8 | 2.7686
2023-05-11 16:00 | 9 | 2.9177
2023-05-11 16:30 | 10 | 2.9899
2023-05-11 17:00 | 11 | 3.008
2023-05-11 17:30 | 12 | 3.0033
2023-05-11 18:00 | 13 | 3.0527
2023-05-11 18:30 | 14 | 3.099
2023-05-11 19:00 | 15 | 3.1257
2023-05-11 19:30 | 16 | 3.0119
2023-05-11 20:00 | 17 | 2.4249
2023-05-11 20:30 | 18 | 1.9886
2023-05-11 21:00 | 19 | 1.9689
2023-05-11 21:30 | 20 | 1.7155
2023-05-11 22:00 | 21 | 1.6809
2023-05-11 22:30 | 22 | 0.84439
2023-05-11 23:00 | 23 | 0.81143
2023-05-11 23:30 | 24 | 0.81222
2023-05-12 | 1 | 0.81379
2023-05-12 00:30 | 2 | 0.81457
2023-05-12 01:00 | 3 | 0.81536
2023-05-12 01:30 | 4 | 0.81536
2023-05-12 02:00 | 5 | 0.81614
2023-05-12 02:30 | 6 | 1.9839
2023-05-12 03:00 | 7 | 2.767
2023-05-12 03:30 | 8 | 2.9742
2023-05-12 04:00 | 9 | 3.099
2023-05-12 04:30 | 10 | 3.1775
2023-05-12 05:00 | 11 | 3.1814
2023-05-12 05:30 | 12 | 3.263
2023-05-12 06:00 | 13 | 3.2512
2023-05-12 06:30 | 14 | 3.2465
2023-05-12 07:00 | 15 | 3.2669
2023-05-12 07:30 | 16 | 3.1257
2023-05-12 08:00 | 17 | 2.4994
2023-05-12 08:30 | 18 | 2.1494
2023-05-12 09:00 | 19 | 2.1432
2023-05-12 09:30 | 20 | 1.8795
2023-05-12 10:00 | 21 | 1.8638
2023-05-12 10:30 | 22 | 0.86558
2023-05-12 11:00 | 23 | 0.81928
2023-05-12 11:30 | 24 | 0.82007
2023-05-12 12:00 | 1 | 0.82007
2023-05-12 12:30 | 2 | 0.82085
2023-05-12 13:00 | 3 | 0.82085
2023-05-12 13:30 | 4 | 0.82007
2023-05-12 14:00 | 5 | 0.82007
2023-05-12 14:30 | 6 | 2.0443
2023-05-12 15:00 | 7 | 2.8361
2023-05-12 15:30 | 8 | 2.986
2023-05-12 16:00 | 9 | 3.0707
2023-05-12 16:30 | 10 | 3.1539
2023-05-12 17:00 | 11 | 3.1382
2023-05-12 17:30 | 12 | 3.1728
2023-05-12 18:00 | 13 | 3.2002
2023-05-12 18:30 | 14 | 3.2206
2023-05-12 19:00 | 15 | 3.2457
2023-05-12 19:30 | 16 | 3.0786
2023-05-12 20:00 | 17 | 2.4963
2023-05-12 20:30 | 18 | 2.0262
2023-05-12 21:00 | 19 | 2.0231
2023-05-12 21:30 | 20 | 1.768
2023-05-12 22:00 | 21 | 1.7516
2023-05-12 22:30 | 22 | 0.8546
2023-05-12 23:00 | 23 | 0.81693
2023-05-12 23:30 | 24 | 0.8185
2023-05-13 | 1 | 0.81928
2023-05-13 00:30 | 2 | 0.81928
2023-05-13 01:00 | 3 | 0.81928
2023-05-13 01:30 | 4 | 0.81928
2023-05-13 02:00 | 5 | 0.8185
2023-05-13 02:30 | 6 | 2.0231
2023-05-13 03:00 | 7 | 2.7906
2023-05-13 03:30 | 8 | 2.9507
2023-05-13 04:00 | 9 | 3.0064
2023-05-13 04:30 | 10 | 3.0747
2023-05-13 05:00 | 11 | 3.1414
2023-05-13 05:30 | 12 | 3.1822
2023-05-13 06:00 | 13 | 3.1979
2023-05-13 06:30 | 14 | 3.2128
2023-05-13 07:00 | 15 | 3.2183
2023-05-13 07:30 | 16 | 3.0872
2023-05-13 08:00 | 17 | 2.5104
2023-05-13 08:30 | 18 | 2.071
2023-05-13 09:00 | 19 | 2.0694
2023-05-13 09:30 | 20 | 1.8089
2023-05-13 10:00 | 21 | 1.7939
2023-05-13 10:30 | 22 | 0.85695
2023-05-13 11:00 | 23 | 0.81536
2023-05-13 11:30 | 24 | 0.81536
2023-05-13 12:00 | 1 | 0.81536
2023-05-13 12:30 | 2 | 0.81614
2023-05-13 13:00 | 3 | 0.81614
2023-05-13 13:30 | 4 | 0.81614
2023-05-13 14:00 | 5 | 0.81614
2023-05-13 14:30 | 6 | 2.0011
2023-05-13 15:00 | 7 | 2.7647
2023-05-13 15:30 | 8 | 2.942
2023-05-13 16:00 | 9 | 3.0613
2023-05-13 16:30 | 10 | 3.0959
2023-05-13 17:00 | 11 | 3.1225
2023-05-13 17:30 | 12 | 3.1139
2023-05-13 18:00 | 13 | 3.1265
2023-05-13 18:30 | 14 | 3.1241
2023-05-13 19:00 | 15 | 3.1296
2023-05-13 19:30 | 16 | 2.9883
2023-05-13 20:00 | 17 | 2.4476
2023-05-13 20:30 | 18 | 2.0035
2023-05-13 21:00 | 19 | 2.0027
2023-05-13 21:30 | 20 | 1.7476
2023-05-13 22:00 | 21 | 1.7335
2023-05-13 22:30 | 22 | 0.85067
2023-05-13 23:00 | 23 | 0.81379
2023-05-13 23:30 | 24 | 0.71648
2023-05-14 | 1 | 0.71491
2023-05-14 00:30 | 2 | 0.71413
2023-05-14 01:00 | 3 | 0.71334
2023-05-14 01:30 | 4 | 0.71334
2023-05-14 02:00 | 5 | 0.71334
2023-05-14 02:30 | 6 | 0.71334
2023-05-14 03:00 | 7 | 0.71491
2023-05-14 03:30 | 8 | 0.71648
2023-05-14 04:00 | 9 | 0.93464
2023-05-14 04:30 | 10 | 1.0053
2023-05-14 05:00 | 11 | 1.1167
2023-05-14 05:30 | 12 | 1.1183
2023-05-14 06:00 | 13 | 1.1638
2023-05-14 06:30 | 14 | 1.2799
2023-05-14 07:00 | 15 | 1.2854
2023-05-14 07:30 | 16 | 1.2948
2023-05-14 08:00 | 17 | 1.1544
2023-05-14 08:30 | 18 | 0.93621
2023-05-14 09:00 | 19 | 0.77691
2023-05-14 09:30 | 20 | 0.73061
2023-05-14 10:00 | 21 | 0.72276
2023-05-14 10:30 | 22 | 0.72197
2023-05-14 11:00 | 23 | 0.72197
2023-05-14 11:30 | 24 | 0.72119
2023-05-14 12:00 | 1 | 0.72119
2023-05-14 12:30 | 2 | 0.7204
2023-05-14 13:00 | 3 | 0.7204
2023-05-14 13:30 | 4 | 0.71962
2023-05-14 14:00 | 5 | 0.71962
2023-05-14 14:30 | 6 | 0.71962
2023-05-14 15:00 | 7 | 0.71962
2023-05-14 15:30 | 8 | 0.7204
2023-05-14 16:00 | 9 | 0.7204
2023-05-14 16:30 | 10 | 0.72197
2023-05-14 17:00 | 11 | 0.97152
2023-05-14 17:30 | 12 | 1.1143
2023-05-14 18:00 | 13 | 1.1881
2023-05-14 18:30 | 14 | 1.2744
2023-05-14 19:00 | 15 | 1.3113
2023-05-14 19:30 | 16 | 1.2996
2023-05-14 20:00 | 17 | 1.2784
2023-05-14 20:30 | 18 | 1.0398
2023-05-14 21:00 | 19 | 0.81222
2023-05-14 21:30 | 20 | 0.74787
2023-05-14 22:00 | 21 | 0.72511
2023-05-14 22:30 | 22 | 0.7204
2023-05-14 23:00 | 23 | 0.7204
2023-05-14 23:30 | 24 | 0.81771
2023-05-15 | 1 | 0.81614
2023-05-15 00:30 | 2 | 0.81536
2023-05-15 01:00 | 3 | 0.81457
2023-05-15 01:30 | 4 | 0.81379
2023-05-15 02:00 | 5 | 0.813
2023-05-15 02:30 | 6 | 1.8434
2023-05-15 03:00 | 7 | 2.5811
2023-05-15 03:30 | 8 | 2.7349
2023-05-15 04:00 | 9 | 2.8541
2023-05-15 04:30 | 10 | 2.9122
2023-05-15 05:00 | 11 | 2.9114
2023-05-15 05:30 | 12 | 2.9146
2023-05-15 06:00 | 13 | 2.9672
2023-05-15 06:30 | 14 | 2.9978
2023-05-15 07:00 | 15 | 3.0315
2023-05-15 07:30 | 16 | 2.8989
2023-05-15 08:00 | 17 | 2.2954
2023-05-15 08:30 | 18 | 1.8434
2023-05-15 09:00 | 19 | 1.8559
2023-05-15 09:30 | 20 | 1.6072
2023-05-15 10:00 | 21 | 1.6056
2023-05-15 10:30 | 22 | 0.83419
2023-05-15 11:00 | 23 | 0.80751
2023-05-15 11:30 | 24 | 0.8083
2023-05-15 12:00 | 1 | 0.8083
2023-05-15 12:30 | 2 | 0.80751
2023-05-15 13:00 | 3 | 0.80673
2023-05-15 13:30 | 4 | 0.80673
2023-05-15 14:00 | 5 | 0.80359
2023-05-15 14:30 | 6 | 1.7618
2023-05-15 15:00 | 7 | 2.5559
2023-05-15 15:30 | 8 | 2.716
2023-05-15 16:00 | 9 | 2.8196
2023-05-15 16:30 | 10 | 2.8455
2023-05-15 17:00 | 11 | 2.8973
2023-05-15 17:30 | 12 | 2.9044
2023-05-15 18:00 | 13 | 2.9193
2023-05-15 18:30 | 14 | 2.9726
2023-05-15 19:00 | 15 | 3.0197
2023-05-15 19:30 | 16 | 2.9012
2023-05-15 20:00 | 17 | 2.3448
2023-05-15 20:30 | 18 | 1.8991
2023-05-15 21:00 | 19 | 1.8818
2023-05-15 21:30 | 20 | 1.6331
2023-05-15 22:00 | 21 | 1.5883
2023-05-15 22:30 | 22 | 0.83027
2023-05-15 23:00 | 23 | 0.80594
2023-05-15 23:30 | 24 | 0.80673
2023-05-16 | 1 | 0.80594
2023-05-16 00:30 | 2 | 0.80594
2023-05-16 01:00 | 3 | 0.80516
2023-05-16 01:30 | 4 | 0.80516
2023-05-16 02:00 | 5 | 0.80437
2023-05-16 02:30 | 6 | 1.8018
2023-05-16 03:00 | 7 | 2.5677
2023-05-16 03:30 | 8 | 2.7545
2023-05-16 04:00 | 9 | 2.7953
2023-05-16 04:30 | 10 | 2.8534
2023-05-16 05:00 | 11 | 2.8848
2023-05-16 05:30 | 12 | 2.9154
2023-05-16 06:00 | 13 | 2.9577
2023-05-16 06:30 | 14 | 2.9758
2023-05-16 07:00 | 15 | 2.9467
2023-05-16 07:30 | 16 | 2.7922
2023-05-16 08:00 | 17 | 2.2483
2023-05-16 08:30 | 18 | 1.9117
2023-05-16 09:00 | 19 | 1.9054
2023-05-16 09:30 | 20 | 1.6543
2023-05-16 10:00 | 21 | 1.6401
2023-05-16 10:30 | 22 | 0.83576
2023-05-16 11:00 | 23 | 0.80673
2023-05-16 11:30 | 24 | 0.80673
2023-05-16 12:00 | 1 | 0.80751
2023-05-16 12:30 | 2 | 0.80751
2023-05-16 13:00 | 3 | 0.80751
2023-05-16 13:30 | 4 | 0.80673
2023-05-16 14:00 | 5 | 0.80673
2023-05-16 14:30 | 6 | 1.8261
2023-05-16 15:00 | 7 | 2.5952
2023-05-16 15:30 | 8 | 2.7717
2023-05-16 16:00 | 9 | 2.8981
2023-05-16 16:30 | 10 | 2.9154
2023-05-16 17:00 | 11 | 2.9546
2023-05-16 17:30 | 12 | 2.946
2023-05-16 18:00 | 13 | 2.9672
2023-05-16 18:30 | 14 | 3.0221
2023-05-16 19:00 | 15 | 3.0441
2023-05-16 19:30 | 16 | 2.9279
2023-05-16 20:00 | 17 | 2.3441
2023-05-16 20:30 | 18 | 1.9109
2023-05-16 21:00 | 19 | 1.9109
2023-05-16 21:30 | 20 | 1.6754
2023-05-16 22:00 | 21 | 1.6433
2023-05-16 22:30 | 22 | 0.83733
2023-05-16 23:00 | 23 | 0.80751
2023-05-16 23:30 | 24 | 0.80751
2023-05-17 | 1 | 0.80751
2023-05-17 00:30 | 2 | 0.80751
2023-05-17 01:00 | 3 | 0.80673
2023-05-17 01:30 | 4 | 0.80673
2023-05-17 02:00 | 5 | 0.80594
2023-05-17 02:30 | 6 | 1.8136
2023-05-17 03:00 | 7 | 2.5803
2023-05-17 03:30 | 8 | 2.7545
2023-05-17 04:00 | 9 | 2.8675
2023-05-17 04:30 | 10 | 2.8887
2023-05-17 05:00 | 11 | 2.9201
2023-05-17 05:30 | 12 | 2.9507
2023-05-17 06:00 | 13 | 2.9656
2023-05-17 06:30 | 14 | 3.0001
2023-05-17 07:00 | 15 | 3.0072
2023-05-17 07:30 | 16 | 2.8879
2023-05-17 08:00 | 17 | 2.3354
2023-05-17 08:30 | 18 | 1.8952
2023-05-17 09:00 | 19 | 1.8787
2023-05-17 09:30 | 20 | 1.6142
2023-05-17 10:00 | 21 | 1.5852
2023-05-17 10:30 | 22 | 0.82948
2023-05-17 11:00 | 23 | 0.80359
2023-05-17 11:30 | 24 | 0.70549
2023-05-17 12:00 | 1 | 0.70549
2023-05-17 12:30 | 2 | 0.70549
2023-05-17 13:00 | 3 | 0.69686
2023-05-17 13:30 | 4 | 0.69137
2023-05-17 14:00 | 5 | 0.68666
2023-05-17 14:30 | 6 | 0.68195
2023-05-17 15:00 | 7 | 0.68195
2023-05-17 15:30 | 8 | 0.70078
2023-05-17 16:00 | 9 | 0.80908
2023-05-17 16:30 | 10 | 0.87892
2023-05-17 17:00 | 11 | 0.91973
2023-05-17 17:30 | 12 | 0.9676
2023-05-17 18:00 | 13 | 0.9935
2023-05-17 18:30 | 14 | 1.0202
2023-05-17 19:00 | 15 | 1.2187
2023-05-17 19:30 | 16 | 1.2533
2023-05-17 20:00 | 17 | 1.1999
2023-05-17 20:30 | 18 | 0.93464
2023-05-17 21:00 | 19 | 0.73845
2023-05-17 21:30 | 20 | 0.71099
2023-05-17 22:00 | 21 | 0.71099
2023-05-17 22:30 | 22 | 0.70549
2023-05-17 23:00 | 23 | 0.70628
2023-05-17 23:30 | 24 | 0.69608
2023-05-18 | 1 | 0.69608
2023-05-18 00:30 | 2 | 0.69137
2023-05-18 01:00 | 3 | 0.69137
2023-05-18 01:30 | 4 | 0.69137
2023-05-18 02:00 | 5 | 0.69137
2023-05-18 02:30 | 6 | 0.68666
2023-05-18 03:00 | 7 | 0.69608
2023-05-18 03:30 | 8 | 0.70863
2023-05-18 04:00 | 9 | 0.87343
2023-05-18 04:30 | 10 | 0.94955
2023-05-18 05:00 | 11 | 1.0531
2023-05-18 05:30 | 12 | 1.039
2023-05-18 06:00 | 13 | 1.0508
2023-05-18 06:30 | 14 | 1.1081
2023-05-18 07:00 | 15 | 1.2799
2023-05-18 07:30 | 16 | 1.305
2023-05-18 08:00 | 17 | 1.2846
2023-05-18 08:30 | 18 | 1.0131
2023-05-18 09:00 | 19 | 0.78083
2023-05-18 09:30 | 20 | 0.72511
2023-05-18 10:00 | 21 | 0.71805
2023-05-18 10:30 | 22 | 0.71648
2023-05-18 11:00 | 23 | 0.71491
2023-05-18 11:30 | 24 | 0.81222
2023-05-18 12:00 | 1 | 0.813
2023-05-18 12:30 | 2 | 0.81222
2023-05-18 13:00 | 3 | 0.81065
2023-05-18 13:30 | 4 | 0.80359
2023-05-18 14:00 | 5 | 0.80437
2023-05-18 14:30 | 6 | 1.739
2023-05-18 15:00 | 7 | 2.5034
2023-05-18 15:30 | 8 | 2.7011
2023-05-18 16:00 | 9 | 2.8353
2023-05-18 16:30 | 10 | 2.873
2023-05-18 17:00 | 11 | 2.9209
2023-05-18 17:30 | 12 | 2.975
2023-05-18 18:00 | 13 | 2.9781
2023-05-18 18:30 | 14 | 3.0142
2023-05-18 19:00 | 15 | 3.0433
2023-05-18 19:30 | 16 | 2.9185
2023-05-18 20:00 | 17 | 2.3503
2023-05-18 20:30 | 18 | 1.9038
2023-05-18 21:00 | 19 | 1.8709
2023-05-18 21:30 | 20 | 1.6205
2023-05-18 22:00 | 21 | 1.5883
2023-05-18 22:30 | 22 | 0.83027
2023-05-18 23:00 | 23 | 0.80594
2023-05-18 23:30 | 24 | 0.80359
2023-05-19 | 1 | 0.79966
2023-05-19 00:30 | 2 | 0.80359
2023-05-19 01:00 | 3 | 0.79966
2023-05-19 01:30 | 4 | 0.79888
2023-05-19 02:00 | 5 | 0.79496
2023-05-19 02:30 | 6 | 1.7374
2023-05-19 03:00 | 7 | 2.4767
2023-05-19 03:30 | 8 | 2.7239
2023-05-19 04:00 | 9 | 2.7851
2023-05-19 04:30 | 10 | 2.862
2023-05-19 05:00 | 11 | 2.8769
2023-05-19 05:30 | 12 | 2.9209
2023-05-19 06:00 | 13 | 2.993
2023-05-19 06:30 | 14 | 2.9836
2023-05-19 07:00 | 15 | 3.0056
2023-05-19 07:30 | 16 | 2.8565
2023-05-19 08:00 | 17 | 2.2679
2023-05-19 08:30 | 18 | 1.947
2023-05-19 09:00 | 19 | 1.9423
2023-05-19 09:30 | 20 | 1.6872
2023-05-19 10:00 | 21 | 1.6707
2023-05-19 10:30 | 22 | 0.84047
2023-05-19 11:00 | 23 | 0.8083
2023-05-19 11:30 | 24 | 0.8083
2023-05-19 12:00 | 1 | 0.80751
2023-05-19 12:30 | 2 | 0.80751
2023-05-19 13:00 | 3 | 0.80751
2023-05-19 13:30 | 4 | 0.80594
2023-05-19 14:00 | 5 | 0.80673
2023-05-19 14:30 | 6 | 1.8685
2023-05-19 15:00 | 7 | 2.6266
2023-05-19 15:30 | 8 | 2.8039
2023-05-19 16:00 | 9 | 2.9256
2023-05-19 16:30 | 10 | 2.9695
2023-05-19 17:00 | 11 | 2.9978
2023-05-19 17:30 | 12 | 2.9813
2023-05-19 18:00 | 13 | 2.9687
2023-05-19 18:30 | 14 | 2.9758
2023-05-19 19:00 | 15 | 3.0142
2023-05-19 19:30 | 16 | 2.9083
2023-05-19 20:00 | 17 | 2.3762
2023-05-19 20:30 | 18 | 1.9658
2023-05-19 21:00 | 19 | 1.9619
2023-05-19 21:30 | 20 | 1.7249
2023-05-19 22:00 | 21 | 1.7068
2023-05-19 22:30 | 22 | 0.84596
2023-05-19 23:00 | 23 | 0.80987
2023-05-19 23:30 | 24 | 0.81143
2023-05-20 | 1 | 0.81143
2023-05-20 00:30 | 2 | 0.81065
2023-05-20 01:00 | 3 | 0.8083
2023-05-20 01:30 | 4 | 0.80987
2023-05-20 02:00 | 5 | 0.80908
2023-05-20 02:30 | 6 | 1.8701
2023-05-20 03:00 | 7 | 2.6124
2023-05-20 03:30 | 8 | 2.771
2023-05-20 04:00 | 9 | 2.913
2023-05-20 04:30 | 10 | 2.9515
2023-05-20 05:00 | 11 | 2.9985
2023-05-20 05:30 | 12 | 3.0048
2023-05-20 06:00 | 13 | 3.0346
2023-05-20 06:30 | 14 | 3.0684
2023-05-20 07:00 | 15 | 3.0496
2023-05-20 07:30 | 16 | 2.9624
2023-05-20 08:00 | 17 | 2.3896
2023-05-20 08:30 | 18 | 1.947
2023-05-20 09:00 | 19 | 1.9274
2023-05-20 09:30 | 20 | 1.6574
2023-05-20 10:00 | 21 | 1.6409
2023-05-20 10:30 | 22 | 0.83498
2023-05-20 11:00 | 23 | 0.80437
2023-05-20 11:30 | 24 | 0.80516
2023-05-20 12:00 | 1 | 0.80437
2023-05-20 12:30 | 2 | 0.80437
2023-05-20 13:00 | 3 | 0.80359
2023-05-20 13:30 | 4 | 0.8028
2023-05-20 14:00 | 5 | 0.79888
2023-05-20 14:30 | 6 | 1.7649
2023-05-20 15:00 | 7 | 2.4877
2023-05-20 15:30 | 8 | 2.7058
2023-05-20 16:00 | 9 | 2.8408
2023-05-20 16:30 | 10 | 2.8824
2023-05-20 17:00 | 11 | 2.8918
2023-05-20 17:30 | 12 | 2.9216
2023-05-20 18:00 | 13 | 2.9263
2023-05-20 18:30 | 14 | 2.942
2023-05-20 19:00 | 15 | 2.9938
2023-05-20 19:30 | 16 | 2.8965
2023-05-20 20:00 | 17 | 2.3621
2023-05-20 20:30 | 18 | 1.8975
2023-05-20 21:00 | 19 | 1.8803
2023-05-20 21:30 | 20 | 1.6268
2023-05-20 22:00 | 21 | 1.608
2023-05-20 22:30 | 22 | 0.83184
2023-05-20 23:00 | 23 | 0.80437
2023-05-20 23:30 | 24 | 0.70706
2023-05-21 | 1 | 0.70628
2023-05-21 00:30 | 2 | 0.70628
2023-05-21 01:00 | 3 | 0.70706
2023-05-21 01:30 | 4 | 0.70628
2023-05-21 02:00 | 5 | 0.70628
2023-05-21 02:30 | 6 | 0.70549
2023-05-21 03:00 | 7 | 0.70628
2023-05-21 03:30 | 8 | 0.70706
2023-05-21 04:00 | 9 | 0.70942
2023-05-21 04:30 | 10 | 0.84439
2023-05-21 05:00 | 11 | 0.90717
2023-05-21 05:30 | 12 | 0.85617
2023-05-21 06:00 | 13 | 0.8593
2023-05-21 06:30 | 14 | 0.93386
2023-05-21 07:00 | 15 | 1.0633
2023-05-21 07:30 | 16 | 1.0594
2023-05-21 08:00 | 17 | 0.91816
2023-05-21 08:30 | 18 | 0.75101
2023-05-21 09:00 | 19 | 0.72119
2023-05-21 09:30 | 20 | 0.7204
2023-05-21 10:00 | 21 | 0.71805
2023-05-21 10:30 | 22 | 0.71648
2023-05-21 11:00 | 23 | 0.7157
2023-05-21 11:30 | 24 | 0.71413
2023-05-21 12:00 | 1 | 0.71334
2023-05-21 12:30 | 2 | 0.71256
2023-05-21 13:00 | 3 | 0.71177
2023-05-21 13:30 | 4 | 0.71099
2023-05-21 14:00 | 5 | 0.7102
2023-05-21 14:30 | 6 | 0.70863
2023-05-21 15:00 | 7 | 0.7102
2023-05-21 15:30 | 8 | 0.71413
2023-05-21 16:00 | 9 | 0.92287
2023-05-21 16:30 | 10 | 0.78789
2023-05-21 17:00 | 11 | 0.74865
2023-05-21 17:30 | 12 | 0.75572
2023-05-21 18:00 | 13 | 0.77534
2023-05-21 18:30 | 14 | 0.98487
2023-05-21 19:00 | 15 | 1.2148
2023-05-21 19:30 | 16 | 1.2831
2023-05-21 20:00 | 17 | 1.2823
2023-05-21 20:30 | 18 | 1.0084
2023-05-21 21:00 | 19 | 0.77063
2023-05-21 21:30 | 20 | 0.72433
2023-05-21 22:00 | 21 | 0.7204
2023-05-21 22:30 | 22 | 0.71883
2023-05-21 23:00 | 23 | 0.71962
2023-05-21 23:30 | 24 | 0.71805
2023-05-22 | 1 | 0.71648
2023-05-22 00:30 | 2 | 0.7157
2023-05-22 01:00 | 3 | 0.71413
2023-05-22 01:30 | 4 | 0.71334
2023-05-22 02:00 | 5 | 0.71334
2023-05-22 02:30 | 6 | 0.71413
2023-05-22 03:00 | 7 | 0.71413
2023-05-22 03:30 | 8 | 0.7157
2023-05-22 04:00 | 9 | 0.71883
2023-05-22 04:30 | 10 | 0.7204
2023-05-22 05:00 | 11 | 0.72197
2023-05-22 05:30 | 12 | 0.96054
2023-05-22 06:00 | 13 | 0.97231
2023-05-22 06:30 | 14 | 1.0327
2023-05-22 07:00 | 15 | 1.1654
2023-05-22 07:30 | 16 | 1.2462
2023-05-22 08:00 | 17 | 1.2313
2023-05-22 08:30 | 18 | 1.0249
2023-05-22 09:00 | 19 | 0.78318
2023-05-22 09:30 | 20 | 0.73139
2023-05-22 10:00 | 21 | 0.72276
2023-05-22 10:30 | 22 | 0.72197
2023-05-22 11:00 | 23 | 0.71962
2023-05-22 11:30 | 24 | 0.81693
2023-05-22 12:00 | 1 | 0.81457
2023-05-22 12:30 | 2 | 0.81379
2023-05-22 13:00 | 3 | 0.81379
2023-05-22 13:30 | 4 | 0.81222
2023-05-22 14:00 | 5 | 0.81143
2023-05-22 14:30 | 6 | 1.8371
2023-05-22 15:00 | 7 | 2.5905
2023-05-22 15:30 | 8 | 2.8071
2023-05-22 16:00 | 9 | 2.9781
2023-05-22 16:30 | 10 | 3.0535
2023-05-22 17:00 | 11 | 3.0786
2023-05-22 17:30 | 12 | 3.0566
2023-05-22 18:00 | 13 | 3.0331
2023-05-22 18:30 | 14 | 3.0582
2023-05-22 19:00 | 15 | 2.9805
2023-05-22 19:30 | 16 | 2.8957
2023-05-22 20:00 | 17 | 2.3056
2023-05-22 20:30 | 18 | 1.9187
2023-05-22 21:00 | 19 | 1.9179
2023-05-22 21:30 | 20 | 1.6645
2023-05-22 22:00 | 21 | 1.6464
2023-05-22 22:30 | 22 | 0.83733
2023-05-22 23:00 | 23 | 0.80673
2023-05-22 23:30 | 24 | 0.80751
2023-05-23 | 1 | 0.80908
2023-05-23 00:30 | 2 | 0.80987
2023-05-23 01:00 | 3 | 0.8083
2023-05-23 01:30 | 4 | 0.80751
2023-05-23 02:00 | 5 | 0.80594
2023-05-23 02:30 | 6 | 1.8057
2023-05-23 03:00 | 7 | 2.574
2023-05-23 03:30 | 8 | 2.7772
2023-05-23 04:00 | 9 | 2.935
2023-05-23 04:30 | 10 | 2.9742
2023-05-23 05:00 | 11 | 3.0496
2023-05-23 05:30 | 12 | 3.0252
2023-05-23 06:00 | 13 | 3.07
2023-05-23 06:30 | 14 | 3.1053
2023-05-23 07:00 | 15 | 3.1327
2023-05-23 07:30 | 16 | 2.993
2023-05-23 08:00 | 17 | 2.4108
2023-05-23 08:30 | 18 | 2.0074
2023-05-23 09:00 | 19 | 1.9862
2023-05-23 09:30 | 20 | 1.7484
2023-05-23 10:00 | 21 | 1.7115
2023-05-23 10:30 | 22 | 0.84753
2023-05-23 11:00 | 23 | 0.81143
2023-05-23 11:30 | 24 | 0.81065
2023-05-23 12:00 | 1 | 0.81143
2023-05-23 12:30 | 2 | 0.81143
2023-05-23 13:00 | 3 | 0.81143
2023-05-23 13:30 | 4 | 0.813
2023-05-23 14:00 | 5 | 0.81379
2023-05-23 14:30 | 6 | 1.9407
2023-05-23 15:00 | 7 | 2.6666
2023-05-23 15:30 | 8 | 2.8243
2023-05-23 16:00 | 9 | 2.9083
2023-05-23 16:30 | 10 | 2.9483
2023-05-23 17:00 | 11 | 2.9954
2023-05-23 17:30 | 12 | 3.055
2023-05-23 18:00 | 13 | 3.0323
2023-05-23 18:30 | 14 | 3.0448
2023-05-23 19:00 | 15 | 3.1053
2023-05-23 19:30 | 16 | 2.9726
2023-05-23 20:00 | 17 | 2.421
2023-05-23 20:30 | 18 | 1.9839
2023-05-23 21:00 | 19 | 1.9815
2023-05-23 21:30 | 20 | 1.7429
2023-05-23 22:00 | 21 | 1.7272
2023-05-23 22:30 | 22 | 0.8491
2023-05-23 23:00 | 23 | 0.81222
2023-05-23 23:30 | 24 | 0.81222
2023-05-24 | 1 | 0.813
2023-05-24 00:30 | 2 | 0.813
2023-05-24 01:00 | 3 | 0.81222
2023-05-24 01:30 | 4 | 0.81222
2023-05-24 02:00 | 5 | 0.813
2023-05-24 02:30 | 6 | 1.9556
2023-05-24 03:00 | 7 | 2.6996
2023-05-24 03:30 | 8 | 2.8589
2023-05-24 04:00 | 9 | 2.9256
2023-05-24 04:30 | 10 | 2.9256
2023-05-24 05:00 | 11 | 2.9515
2023-05-24 05:30 | 12 | 2.9617
2023-05-24 06:00 | 13 | 3.0017
2023-05-24 06:30 | 14 | 2.9813
2023-05-24 07:00 | 15 | 3.0417
2023-05-24 07:30 | 16 | 2.8494
2023-05-24 08:00 | 17 | 2.3448
2023-05-24 08:30 | 18 | 2.0176
2023-05-24 09:00 | 19 | 1.9886
2023-05-24 09:30 | 20 | 1.7539
2023-05-24 10:00 | 21 | 1.7013
2023-05-24 10:30 | 22 | 0.84283
2023-05-24 11:00 | 23 | 0.80908
2023-05-24 11:30 | 24 | 0.70785
2023-05-24 12:00 | 1 | 0.70706
2023-05-24 12:30 | 2 | 0.70628
2023-05-24 13:00 | 3 | 0.70471
2023-05-24 13:30 | 4 | 0.70078
2023-05-24 14:00 | 5 | 0.69137
2023-05-24 14:30 | 6 | 0.69137
2023-05-24 15:00 | 7 | 0.69215
2023-05-24 15:30 | 8 | 0.69215
2023-05-24 16:00 | 9 | 0.68666
2023-05-24 16:30 | 10 | 0.69608
2023-05-24 17:00 | 11 | 0.69608
2023-05-24 17:30 | 12 | 0.70392
2023-05-24 18:00 | 13 | 0.70392
2023-05-24 18:30 | 14 | 0.78161
2023-05-24 19:00 | 15 | 0.79809
2023-05-24 19:30 | 16 | 0.937
2023-05-24 20:00 | 17 | 0.88363
2023-05-24 20:30 | 18 | 0.74238
2023-05-24 21:00 | 19 | 0.69215
2023-05-24 21:30 | 20 | 0.68195
2023-05-24 22:00 | 21 | 0.67724
2023-05-24 22:30 | 22 | 0.66861
2023-05-24 23:00 | 23 | 0.66469
2023-05-24 23:30 | 24 | 0.66312
2023-05-25 | 1 | 0.27623
2023-05-25 00:30 | 2 | 0.27623
2023-05-25 01:00 | 3 | 0.27623
2023-05-25 01:30 | 4 | 0.27702
2023-05-25 02:00 | 5 | 0.27702
2023-05-25 02:30 | 6 | 0.27702
2023-05-25 03:00 | 7 | 0.29036
2023-05-25 03:30 | 8 | 0.84596
2023-05-25 04:00 | 9 | 0.67724
2023-05-25 04:30 | 10 | 0.72747
2023-05-25 05:00 | 11 | 0.7463
2023-05-25 05:30 | 12 | 0.81771
2023-05-25 06:00 | 13 | 0.86715
2023-05-25 06:30 | 14 | 0.87892
2023-05-25 07:00 | 15 | 0.88049
2023-05-25 07:30 | 16 | 0.94484
2023-05-25 08:00 | 17 | 0.84675
2023-05-25 08:30 | 18 | 0.68823
2023-05-25 09:00 | 19 | 0.67724
2023-05-25 09:30 | 20 | 0.66861
2023-05-25 10:00 | 21 | 0.6639
2023-05-25 10:30 | 22 | 0.6639
2023-05-25 11:00 | 23 | 0.27623
2023-05-25 11:30 | 24 | 0.37511
2023-05-25 12:00 | 1 | 0.37511
2023-05-25 12:30 | 2 | 0.37511
2023-05-25 13:00 | 3 | 0.37511
2023-05-25 13:30 | 4 | 0.37511
2023-05-25 14:00 | 5 | 0.37511
2023-05-25 14:30 | 6 | 0.65919
2023-05-25 15:00 | 7 | 1.4047
2023-05-25 15:30 | 8 | 2.5983
2023-05-25 16:00 | 9 | 2.6925
2023-05-25 16:30 | 10 | 2.7286
2023-05-25 17:00 | 11 | 2.8024
2023-05-25 17:30 | 12 | 2.8133
2023-05-25 18:00 | 13 | 2.8306
2023-05-25 18:30 | 14 | 2.8675
2023-05-25 19:00 | 15 | 2.9004
2023-05-25 19:30 | 16 | 2.811
2023-05-25 20:00 | 17 | 2.2993
2023-05-25 20:30 | 18 | 1.8967
2023-05-25 21:00 | 19 | 1.8057
2023-05-25 21:30 | 20 | 1.5193
2023-05-25 22:00 | 21 | 1.5256
2023-05-25 22:30 | 22 | 0.81457
2023-05-25 23:00 | 23 | 0.78475
2023-05-25 23:30 | 24 | 0.78004
2023-05-26 | 1 | 0.77534
2023-05-26 00:30 | 2 | 0.77141
2023-05-26 01:00 | 3 | 0.7667
2023-05-26 01:30 | 4 | 0.7667
2023-05-26 02:00 | 5 | 0.762
2023-05-26 02:30 | 6 | 0.65919
2023-05-26 03:00 | 7 | 1.9697
2023-05-26 03:30 | 8 | 2.6572
2023-05-26 04:00 | 9 | 2.767
2023-05-26 04:30 | 10 | 2.8275
2023-05-26 05:00 | 11 | 2.8675
2023-05-26 05:30 | 12 | 2.8816
2023-05-26 06:00 | 13 | 2.9099
2023-05-26 06:30 | 14 | 2.9295
2023-05-26 07:00 | 15 | 2.9828
2023-05-26 07:30 | 16 | 2.8612
2023-05-26 08:00 | 17 | 2.3393
2023-05-26 08:30 | 18 | 1.8818
2023-05-26 09:00 | 19 | 1.845
2023-05-26 09:30 | 20 | 1.5805
2023-05-26 10:00 | 21 | 1.5522
2023-05-26 10:30 | 22 | 0.82321
2023-05-26 11:00 | 23 | 0.79339
2023-05-26 11:30 | 24 | 0.79496
2023-05-26 12:00 | 1 | 0.78946
2023-05-26 12:30 | 2 | 0.78946
2023-05-26 13:00 | 3 | 0.78475
2023-05-26 13:30 | 4 | 0.78004
2023-05-26 14:00 | 5 | 0.77534
2023-05-26 14:30 | 6 | 1.5774
2023-05-26 15:00 | 7 | 2.2868
2023-05-26 15:30 | 8 | 2.6517
2023-05-26 16:00 | 9 | 2.7459
2023-05-26 16:30 | 10 | 2.782
2023-05-26 17:00 | 11 | 2.7922
2023-05-26 17:30 | 12 | 2.8573
2023-05-26 18:00 | 13 | 2.9303
2023-05-26 18:30 | 14 | 2.9562
2023-05-26 19:00 | 15 | 2.9413
2023-05-26 19:30 | 16 | 2.818
2023-05-26 20:00 | 17 | 2.2248
2023-05-26 20:30 | 18 | 1.9234
2023-05-26 21:00 | 19 | 1.8991
2023-05-26 21:30 | 20 | 1.6307
2023-05-26 22:00 | 21 | 1.6158
2023-05-26 22:30 | 22 | 0.82948
2023-05-26 23:00 | 23 | 0.80202
2023-05-26 23:30 | 24 | 0.80202
2023-05-27 | 1 | 0.80123
2023-05-27 00:30 | 2 | 0.79888
2023-05-27 01:00 | 3 | 0.78946
2023-05-27 01:30 | 4 | 0.78475
2023-05-27 02:00 | 5 | 0.78083
2023-05-27 02:30 | 6 | 1.6684
2023-05-27 03:00 | 7 | 2.2813
2023-05-27 03:30 | 8 | 2.5779
2023-05-27 04:00 | 9 | 2.6791
2023-05-27 04:30 | 10 | 2.7749
2023-05-27 05:00 | 11 | 2.8306
2023-05-27 05:30 | 12 | 2.8439
2023-05-27 06:00 | 13 | 2.9067
2023-05-27 06:30 | 14 | 2.9365
2023-05-27 07:00 | 15 | 2.9146
2023-05-27 07:30 | 16 | 2.8149
2023-05-27 08:00 | 17 | 2.2067
2023-05-27 08:30 | 18 | 1.9077
2023-05-27 09:00 | 19 | 1.8685
2023-05-27 09:30 | 20 | 1.6166
2023-05-27 10:00 | 21 | 1.5868
2023-05-27 10:30 | 22 | 0.82713
2023-05-27 11:00 | 23 | 0.80202
2023-05-27 11:30 | 24 | 0.80202
2023-05-27 12:00 | 1 | 0.80045
2023-05-27 12:30 | 2 | 0.79417
2023-05-27 13:00 | 3 | 0.78946
2023-05-27 13:30 | 4 | 0.78868
2023-05-27 14:00 | 5 | 0.78475
2023-05-27 14:30 | 6 | 1.6904
2023-05-27 15:00 | 7 | 2.3056
2023-05-27 15:30 | 8 | 2.5944
2023-05-27 16:00 | 9 | 2.6446
2023-05-27 16:30 | 10 | 2.7286
2023-05-27 17:00 | 11 | 2.7765
2023-05-27 17:30 | 12 | 2.8439
2023-05-27 18:00 | 13 | 2.8793
2023-05-27 18:30 | 14 | 2.8675
2023-05-27 19:00 | 15 | 2.8934
2023-05-27 19:30 | 16 | 2.7804
2023-05-27 20:00 | 17 | 2.2083
2023-05-27 20:30 | 18 | 1.8332
2023-05-27 21:00 | 19 | 1.8143
2023-05-27 21:30 | 20 | 1.553
2023-05-27 22:00 | 21 | 1.5154
2023-05-27 22:30 | 22 | 0.8185
2023-05-27 23:00 | 23 | 0.78946
2023-05-27 23:30 | 24 | 0.69137
2023-05-28 | 1 | 0.68666
2023-05-28 00:30 | 2 | 0.68666
2023-05-28 01:00 | 3 | 0.68744
2023-05-28 01:30 | 4 | 0.68744
2023-05-28 02:00 | 5 | 0.67724
2023-05-28 02:30 | 6 | 0.67724
2023-05-28 03:00 | 7 | 0.67724
2023-05-28 03:30 | 8 | 0.69137
2023-05-28 04:00 | 9 | 0.70078
2023-05-28 04:30 | 10 | 0.72276
2023-05-28 05:00 | 11 | 0.79574
2023-05-28 05:30 | 12 | 0.86794
2023-05-28 06:00 | 13 | 0.9213
2023-05-28 06:30 | 14 | 0.84204
2023-05-28 07:00 | 15 | 0.81379
2023-05-28 07:30 | 16 | 0.74316
2023-05-28 08:00 | 17 | 0.72119
2023-05-28 08:30 | 18 | 0.71726
2023-05-28 09:00 | 19 | 0.71648
2023-05-28 09:30 | 20 | 0.71648
2023-05-28 10:00 | 21 | 0.71491
2023-05-28 10:30 | 22 | 0.71491
2023-05-28 11:00 | 23 | 0.71491
2023-05-28 11:30 | 24 | 0.71334
2023-05-28 12:00 | 1 | 0.71334
2023-05-28 12:30 | 2 | 0.71256
2023-05-28 13:00 | 3 | 0.71177
2023-05-28 13:30 | 4 | 0.71177
2023-05-28 14:00 | 5 | 0.71177
2023-05-28 14:30 | 6 | 0.71099
2023-05-28 15:00 | 7 | 0.71099
2023-05-28 15:30 | 8 | 0.71256
2023-05-28 16:00 | 9 | 0.71256
2023-05-28 16:30 | 10 | 0.71334
2023-05-28 17:00 | 11 | 0.71491
2023-05-28 17:30 | 12 | 0.71648
2023-05-28 18:00 | 13 | 0.7157
2023-05-28 18:30 | 14 | 0.79809
2023-05-28 19:00 | 15 | 0.78083
2023-05-28 19:30 | 16 | 0.89462
2023-05-28 20:00 | 17 | 0.86951
2023-05-28 20:30 | 18 | 0.72668
2023-05-28 21:00 | 19 | 0.71491
2023-05-28 21:30 | 20 | 0.71334
2023-05-28 22:00 | 21 | 0.71334
2023-05-28 22:30 | 22 | 0.71256
2023-05-28 23:00 | 23 | 0.71413
2023-05-28 23:30 | 24 | 0.81065
2023-05-29 | 1 | 0.80987
2023-05-29 00:30 | 2 | 0.80908
2023-05-29 01:00 | 3 | 0.8083
2023-05-29 01:30 | 4 | 0.8083
2023-05-29 02:00 | 5 | 0.8083
2023-05-29 02:30 | 6 | 1.8348
2023-05-29 03:00 | 7 | 2.5614
2023-05-29 03:30 | 8 | 2.7317
2023-05-29 04:00 | 9 | 2.8047
2023-05-29 04:30 | 10 | 2.8565
2023-05-29 05:00 | 11 | 2.88
2023-05-29 05:30 | 12 | 2.8989
2023-05-29 06:00 | 13 | 2.9099
2023-05-29 06:30 | 14 | 2.9381
2023-05-29 07:00 | 15 | 2.9059
2023-05-29 07:30 | 16 | 2.7655
2023-05-29 08:00 | 17 | 2.2114
2023-05-29 08:30 | 18 | 1.8818
2023-05-29 09:00 | 19 | 1.8756
2023-05-29 09:30 | 20 | 1.6386
2023-05-29 10:00 | 21 | 1.6064
2023-05-29 10:30 | 22 | 0.83184
2023-05-29 11:00 | 23 | 0.80594
2023-05-29 11:30 | 24 | 0.80673
2023-05-29 12:00 | 1 | 0.80594
2023-05-29 12:30 | 2 | 0.80594
2023-05-29 13:00 | 3 | 0.80594
2023-05-29 13:30 | 4 | 0.80673
2023-05-29 14:00 | 5 | 0.80594
2023-05-29 14:30 | 6 | 1.8379
2023-05-29 15:00 | 7 | 2.574
2023-05-29 15:30 | 8 | 2.7404
2023-05-29 16:00 | 9 | 2.8
2023-05-29 16:30 | 10 | 2.8039
2023-05-29 17:00 | 11 | 2.7984
2023-05-29 17:30 | 12 | 2.8228
2023-05-29 18:00 | 13 | 2.8463
2023-05-29 18:30 | 14 | 2.8455
2023-05-29 19:00 | 15 | 2.8392
2023-05-29 19:30 | 16 | 2.72
2023-05-29 20:00 | 17 | 2.2059
2023-05-29 20:30 | 18 | 1.8905
2023-05-29 21:00 | 19 | 1.8669
2023-05-29 21:30 | 20 | 1.6299
2023-05-29 22:00 | 21 | 1.6001
2023-05-29 22:30 | 22 | 0.8287
2023-05-29 23:00 | 23 | 0.80202
2023-05-29 23:30 | 24 | 0.80202
2023-05-30 | 1 | 0.80123
2023-05-30 00:30 | 2 | 0.79888
2023-05-30 01:00 | 3 | 0.79888
2023-05-30 01:30 | 4 | 0.79888
2023-05-30 02:00 | 5 | 0.79417
2023-05-30 02:30 | 6 | 1.7382
2023-05-30 03:00 | 7 | 2.4233
2023-05-30 03:30 | 8 | 2.6737
2023-05-30 04:00 | 9 | 2.7215
2023-05-30 04:30 | 10 | 2.7843
2023-05-30 05:00 | 11 | 2.8071
2023-05-30 05:30 | 12 | 2.818
2023-05-30 06:00 | 13 | 2.8298
2023-05-30 06:30 | 14 | 2.8534
2023-05-30 07:00 | 15 | 2.8769
2023-05-30 07:30 | 16 | 2.7623
2023-05-30 08:00 | 17 | 2.2263
2023-05-30 08:30 | 18 | 1.8355
2023-05-30 09:00 | 19 | 1.8143
2023-05-30 09:30 | 20 | 1.5648
2023-05-30 10:00 | 21 | 1.5389
2023-05-30 10:30 | 22 | 0.8185
2023-05-30 11:00 | 23 | 0.79888
2023-05-30 11:30 | 24 | 0.79417
2023-05-30 12:00 | 1 | 0.79888
2023-05-30 12:30 | 2 | 0.79888
2023-05-30 13:00 | 3 | 0.79888
2023-05-30 13:30 | 4 | 0.79888
2023-05-30 14:00 | 5 | 0.79417
2023-05-30 14:30 | 6 | 1.7618
2023-05-30 15:00 | 7 | 2.4861
2023-05-30 15:30 | 8 | 2.7098
2023-05-30 16:00 | 9 | 2.7953
2023-05-30 16:30 | 10 | 2.8667
2023-05-30 17:00 | 11 | 2.8659
2023-05-30 17:30 | 12 | 2.935
2023-05-30 18:00 | 13 | 2.9601
2023-05-30 18:30 | 14 | 2.9413
2023-05-30 19:00 | 15 | 2.8957
2023-05-30 19:30 | 16 | 2.7812
2023-05-30 20:00 | 17 | 2.2742
2023-05-30 20:30 | 18 | 1.9729
2023-05-30 21:00 | 19 | 1.965
2023-05-30 21:30 | 20 | 1.7288
2023-05-30 22:00 | 21 | 1.7131
2023-05-30 22:30 | 22 | 0.84361
2023-05-30 23:00 | 23 | 0.8083
2023-05-30 23:30 | 24 | 0.81065
2023-05-31 | 1 | 0.81065
2023-05-31 00:30 | 2 | 0.81143
2023-05-31 01:00 | 3 | 0.81222
2023-05-31 01:30 | 4 | 0.81222
2023-05-31 02:00 | 5 | 0.813
2023-05-31 02:30 | 6 | 2.005
2023-05-31 03:00 | 7 | 2.7011
2023-05-31 03:30 | 8 | 2.873
2023-05-31 04:00 | 9 | 2.9185
2023-05-31 04:30 | 10 | 2.9138
2023-05-31 05:00 | 11 | 2.9311
2023-05-31 05:30 | 12 | 2.9687
2023-05-31 06:00 | 13 | 2.953
2023-05-31 06:30 | 14 | 2.9256
2023-05-31 07:00 | 15 | 2.8957
2023-05-31 07:30 | 16 | 2.8039
2023-05-31 08:00 | 17 | 2.3291
2023-05-31 08:30 | 18 | 2.0294
2023-05-31 09:00 | 19 | 2.0215
2023-05-31 09:30 | 20 | 1.7429
2023-05-31 10:00 | 21 | 1.7076
2023-05-31 10:30 | 22 | 0.84518
2023-05-31 11:00 | 23 | 0.81222
2023-05-31 11:30 | 24 | 0.71413
2023-05-31 12:00 | 1 | 0.71256
2023-05-31 12:30 | 2 | 0.71177
2023-05-31 13:00 | 3 | 0.71099
2023-05-31 13:30 | 4 | 0.71177
2023-05-31 14:00 | 5 | 0.71334
2023-05-31 14:30 | 6 | 0.71334
2023-05-31 15:00 | 7 | 0.71256
2023-05-31 15:30 | 8 | 0.71491
2023-05-31 16:00 | 9 | 0.75022
2023-05-31 16:30 | 10 | 0.82556
2023-05-31 17:00 | 11 | 0.81536
2023-05-31 17:30 | 12 | 0.76827
2023-05-31 18:00 | 13 | 0.87971
2023-05-31 18:30 | 14 | 0.8954
2023-05-31 19:00 | 15 | 1.0108
2023-05-31 19:30 | 16 | 1.1285
2023-05-31 20:00 | 17 | 0.91424
2023-05-31 20:30 | 18 | 0.75336
2023-05-31 21:00 | 19 | 0.7259
2023-05-31 21:30 | 20 | 0.72511
2023-05-31 22:00 | 21 | 0.72511
2023-05-31 22:30 | 22 | 0.72511
2023-05-31 23:00 | 23 | 0.72511
2023-05-31 23:30 | 24 | 0.72354
2023-06-01 | 1 | 0.72354
2023-06-01 00:30 | 2 | 0.72433
2023-06-01 01:00 | 3 | 0.72433
2023-06-01 01:30 | 4 | 0.72433
2023-06-01 02:00 | 5 | 0.72433
2023-06-01 02:30 | 6 | 0.72197
2023-06-01 03:00 | 7 | 0.72276
2023-06-01 03:30 | 8 | 0.72433
2023-06-01 04:00 | 9 | 0.72354
2023-06-01 04:30 | 10 | 0.72433
2023-06-01 05:00 | 11 | 0.79339
2023-06-01 05:30 | 12 | 0.7667
2023-06-01 06:00 | 13 | 0.83576
2023-06-01 06:30 | 14 | 0.8185
2023-06-01 07:00 | 15 | 0.79966
2023-06-01 07:30 | 16 | 0.7722
2023-06-01 08:00 | 17 | 0.73061
2023-06-01 08:30 | 18 | 0.72668
2023-06-01 09:00 | 19 | 0.72668
2023-06-01 09:30 | 20 | 0.72668
2023-06-01 10:00 | 21 | 0.7259
2023-06-01 10:30 | 22 | 0.7259
2023-06-01 11:00 | 23 | 0.72433
2023-06-01 11:30 | 24 | 0.72433
2023-06-01 12:00 | 1 | 0.82242
2023-06-01 12:30 | 2 | 0.82242
2023-06-01 13:00 | 3 | 0.82242
2023-06-01 13:30 | 4 | 0.82242
2023-06-01 14:00 | 5 | 0.82242
2023-06-01 14:30 | 6 | 0.82321
2023-06-01 15:00 | 7 | 2.0631
2023-06-01 15:30 | 8 | 2.8141
2023-06-01 16:00 | 9 | 2.9546
2023-06-01 16:30 | 10 | 3.0425
2023-06-01 17:00 | 11 | 2.9781
2023-06-01 17:30 | 12 | 3.059
2023-06-01 18:00 | 13 | 3.0244
2023-06-01 18:30 | 14 | 3.0731
2023-06-01 19:00 | 15 | 2.8589
2023-06-01 19:30 | 16 | 2.8385
2023-06-01 20:00 | 17 | 2.7043
2023-06-01 20:30 | 18 | 2.2287
2023-06-01 21:00 | 19 | 1.9109
2023-06-01 21:30 | 20 | 1.9022
2023-06-01 22:00 | 21 | 1.6496
2023-06-01 22:30 | 22 | 1.6205
2023-06-01 23:00 | 23 | 0.83262
2023-06-01 23:30 | 24 | 0.80437
2023-06-02 | 1 | 0.80437
2023-06-02 00:30 | 2 | 0.8028
2023-06-02 01:00 | 3 | 0.80359
2023-06-02 01:30 | 4 | 0.78554
2023-06-02 02:00 | 5 | 0.76278
2023-06-02 02:30 | 6 | 0.77141
2023-06-02 03:00 | 7 | 1.32
2023-06-02 03:30 | 8 | 2.421
2023-06-02 04:00 | 9 | 2.7027
2023-06-02 04:30 | 10 | 2.9028
2023-06-02 05:00 | 11 | 2.8832
2023-06-02 05:30 | 12 | 2.8604
2023-06-02 06:00 | 13 | 2.9326
2023-06-02 06:30 | 14 | 2.9209
2023-06-02 07:00 | 15 | 3.0033
2023-06-02 07:30 | 16 | 3.0127
2023-06-02 08:00 | 17 | 2.8565
2023-06-02 08:30 | 18 | 2.2083
2023-06-02 09:00 | 19 | 1.8787
2023-06-02 09:30 | 20 | 1.8575
2023-06-02 10:00 | 21 | 1.6064
2023-06-02 10:30 | 22 | 1.5891
2023-06-02 11:00 | 23 | 0.8287
2023-06-02 11:30 | 24 | 0.8028
2023-06-02 12:00 | 1 | 0.80359
2023-06-02 12:30 | 2 | 0.80359
2023-06-02 13:00 | 3 | 0.80437
2023-06-02 13:30 | 4 | 0.8028
2023-06-02 14:00 | 5 | 0.80359
2023-06-02 14:30 | 6 | 0.80202
2023-06-02 15:00 | 7 | 1.7916
2023-06-02 15:30 | 8 | 2.5489
2023-06-02 16:00 | 9 | 2.771
2023-06-02 16:30 | 10 | 2.8337
2023-06-02 17:00 | 11 | 2.8824
2023-06-02 17:30 | 12 | 2.935
2023-06-02 18:00 | 13 | 2.9114
2023-06-02 18:30 | 14 | 2.946
2023-06-02 19:00 | 15 | 2.8895
2023-06-02 19:30 | 16 | 2.8518
2023-06-02 20:00 | 17 | 2.7105
2023-06-02 20:30 | 18 | 2.2342
2023-06-02 21:00 | 19 | 1.9179
2023-06-02 21:30 | 20 | 1.9101
2023-06-02 22:00 | 21 | 1.6739
2023-06-02 22:30 | 22 | 1.6762
2023-06-02 23:00 | 23 | 0.83969
2023-06-02 23:30 | 24 | 0.80751
2023-06-03 | 1 | 0.80987
2023-06-03 00:30 | 2 | 0.80987
2023-06-03 01:00 | 3 | 0.80437
2023-06-03 01:30 | 4 | 0.80987
2023-06-03 02:00 | 5 | 0.8083
2023-06-03 02:30 | 6 | 0.8083
2023-06-03 03:00 | 7 | 1.9281
2023-06-03 03:30 | 8 | 2.6376
2023-06-03 04:00 | 9 | 2.8541
2023-06-03 04:30 | 10 | 2.8706
2023-06-03 05:00 | 11 | 2.8455
2023-06-03 05:30 | 12 | 2.9161
2023-06-03 06:00 | 13 | 2.9405
2023-06-03 06:30 | 14 | 2.9381
2023-06-03 07:00 | 15 | 2.9868
2023-06-03 07:30 | 16 | 2.9389
2023-06-03 08:00 | 17 | 2.7639
2023-06-03 08:30 | 18 | 2.2562
2023-06-03 09:00 | 19 | 1.9752
2023-06-03 09:30 | 20 | 1.9666
2023-06-03 10:00 | 21 | 1.7296
2023-06-03 10:30 | 22 | 1.7139
2023-06-03 11:00 | 23 | 0.84518
2023-06-03 11:30 | 24 | 0.80987
2023-06-03 12:00 | 1 | 0.81143
2023-06-03 12:30 | 2 | 0.81143
2023-06-03 13:00 | 3 | 0.80987
2023-06-03 13:30 | 4 | 0.80908
2023-06-03 14:00 | 5 | 0.80987
2023-06-03 14:30 | 6 | 0.81143
2023-06-03 15:00 | 7 | 1.9478
2023-06-03 15:30 | 8 | 2.6839
2023-06-03 16:00 | 9 | 2.895
2023-06-03 16:30 | 10 | 2.9099
2023-06-03 17:00 | 11 | 2.6423
2023-06-03 17:30 | 12 | 2.5716
2023-06-03 18:00 | 13 | 2.5826
2023-06-03 18:30 | 14 | 2.4759
2023-06-03 19:00 | 15 | 2.5811
2023-06-03 19:30 | 16 | 2.5701
2023-06-03 20:00 | 17 | 2.3378
2023-06-03 20:30 | 18 | 1.6276
2023-06-03 21:00 | 19 | 1.1599
2023-06-03 21:30 | 20 | 1.1246
2023-06-03 22:00 | 21 | 0.89619
2023-06-03 22:30 | 22 | 0.8852
2023-06-03 23:00 | 23 | 0.38924
2023-06-03 23:30 | 24 | 0.38924
2023-06-04 | 1 | 0.29036
2023-06-04 00:30 | 2 | 0.29036
2023-06-04 01:00 | 3 | 0.29036
2023-06-04 01:30 | 4 | 0.29036
2023-06-04 02:00 | 5 | 0.29036
2023-06-04 02:30 | 6 | 0.29114
2023-06-04 03:00 | 7 | 0.29114
2023-06-04 03:30 | 8 | 0.29036
2023-06-04 04:00 | 9 | 0.29036
2023-06-04 04:30 | 10 | 0.85774
2023-06-04 05:00 | 11 | 0.67881
2023-06-04 05:30 | 12 | 0.72904
2023-06-04 06:00 | 13 | 0.76827
2023-06-04 06:30 | 14 | 0.78318
2023-06-04 07:00 | 15 | 0.78711
2023-06-04 07:30 | 16 | 0.81536
2023-06-04 08:00 | 17 | 0.76121
2023-06-04 08:30 | 18 | 0.67175
2023-06-04 09:00 | 19 | 0.66155
2023-06-04 09:30 | 20 | 0.27702
2023-06-04 10:00 | 21 | 0.27702
2023-06-04 10:30 | 22 | 0.27702
2023-06-04 11:00 | 23 | 0.27702
2023-06-04 11:30 | 24 | 0.27702
2023-06-04 12:00 | 1 | 0.27702
2023-06-04 12:30 | 2 | 0.29114
2023-06-04 13:00 | 3 | 0.29114
2023-06-04 13:30 | 4 | 0.29114
2023-06-04 14:00 | 5 | 0.29114
2023-06-04 14:30 | 6 | 0.29114
2023-06-04 15:00 | 7 | 0.29036
2023-06-04 15:30 | 8 | 0.29036
2023-06-04 16:00 | 9 | 0.86323
2023-06-04 16:30 | 10 | 0.67803
2023-06-04 17:00 | 11 | 0.69922
2023-06-04 17:30 | 12 | 0.78083
2023-06-04 18:00 | 13 | 0.82713
2023-06-04 18:30 | 14 | 0.87892
2023-06-04 19:00 | 15 | 0.83262
2023-06-04 19:30 | 16 | 0.86087
2023-06-04 20:00 | 17 | 0.73767
2023-06-04 20:30 | 18 | 0.69215
2023-06-04 21:00 | 19 | 0.68587
2023-06-04 21:30 | 20 | 0.68195
2023-06-04 22:00 | 21 | 0.68195
2023-06-04 22:30 | 22 | 0.68195
2023-06-04 23:00 | 23 | 0.67724
2023-06-04 23:30 | 24 | 0.6741
2023-06-05 | 1 | 0.77298
2023-06-05 00:30 | 2 | 0.77298
2023-06-05 01:00 | 3 | 0.77298
2023-06-05 01:30 | 4 | 0.77298
2023-06-05 02:00 | 5 | 0.77298
2023-06-05 02:30 | 6 | 0.77298
2023-06-05 03:00 | 7 | 1.4981
2023-06-05 03:30 | 8 | 2.242
2023-06-05 04:00 | 9 | 2.4775
2023-06-05 04:30 | 10 | 2.6101
2023-06-05 05:00 | 11 | 2.6258
2023-06-05 05:30 | 12 | 2.6603
2023-06-05 06:00 | 13 | 2.7254
2023-06-05 06:30 | 14 | 2.7302
2023-06-05 07:00 | 15 | 2.7631
2023-06-05 07:30 | 16 | 2.7325
2023-06-05 08:00 | 17 | 2.5638
2023-06-05 08:30 | 18 | 2.0184
2023-06-05 09:00 | 19 | 1.6786
2023-06-05 09:30 | 20 | 1.5813
2023-06-05 10:00 | 21 | 1.3741
2023-06-05 10:30 | 22 | 1.3082
2023-06-05 11:00 | 23 | 0.78083
2023-06-05 11:30 | 24 | 0.77298
2023-06-05 12:00 | 1 | 0.77298
2023-06-05 12:30 | 2 | 0.77063
2023-06-05 13:00 | 3 | 0.77063
2023-06-05 13:30 | 4 | 0.76906
2023-06-05 14:00 | 5 | 0.76906
2023-06-05 14:30 | 6 | 0.76121
2023-06-05 15:00 | 7 | 1.1654
2023-06-05 15:30 | 8 | 1.9548
2023-06-05 16:00 | 9 | 2.1024
2023-06-05 16:30 | 10 | 2.1863
2023-06-05 17:00 | 11 | 2.184
2023-06-05 17:30 | 12 | 2.2381
2023-06-05 18:00 | 13 | 2.2915
2023-06-05 18:30 | 14 | 2.2883
2023-06-05 19:00 | 15 | 2.2883
2023-06-05 19:30 | 16 | 2.3417
2023-06-05 20:00 | 17 | 2.3488
2023-06-05 20:30 | 18 | 1.8732
2023-06-05 21:00 | 19 | 1.5601
2023-06-05 21:30 | 20 | 1.5805
2023-06-05 22:00 | 21 | 1.225
2023-06-05 22:30 | 22 | 1.0924
2023-06-05 23:00 | 23 | 0.78083
2023-06-05 23:30 | 24 | 0.77377
2023-06-06 | 1 | 0.77691
2023-06-06 00:30 | 2 | 0.77769
2023-06-06 01:00 | 3 | 0.77455
2023-06-06 01:30 | 4 | 0.77455
2023-06-06 02:00 | 5 | 0.77455
2023-06-06 02:30 | 6 | 0.77455
2023-06-06 03:00 | 7 | 1.1795
2023-06-06 03:30 | 8 | 1.907
2023-06-06 04:00 | 9 | 2.1047
2023-06-06 04:30 | 10 | 2.1863
2023-06-06 05:00 | 11 | 2.2405
2023-06-06 05:30 | 12 | 2.348
2023-06-06 06:00 | 13 | 2.3966
2023-06-06 06:30 | 14 | 2.3943
2023-06-06 07:00 | 15 | 2.5041
2023-06-06 07:30 | 16 | 2.4822
2023-06-06 08:00 | 17 | 2.3174
2023-06-06 08:30 | 18 | 1.6237
2023-06-06 09:00 | 19 | 0.66704
2023-06-06 09:30 | 20 | 1.1669
2023-06-06 10:00 | 21 | 0.45045
2023-06-06 10:30 | 22 | 0.43946
2023-06-06 11:00 | 23 | 0.38924
2023-06-06 11:30 | 24 | 0.38924
2023-06-06 12:00 | 1 | 0.38924
2023-06-06 12:30 | 2 | 0.38924
2023-06-06 13:00 | 3 | 0.38924
2023-06-06 13:30 | 4 | 0.38924
2023-06-06 14:00 | 5 | 0.38924
2023-06-06 14:30 | 6 | 0.38924
2023-06-06 15:00 | 7 | 0.6741
2023-06-06 15:30 | 8 | 1.4102
2023-06-06 16:00 | 9 | 2.3291
2023-06-06 16:30 | 10 | 2.5944
2023-06-06 17:00 | 11 | 2.6399
2023-06-06 17:30 | 12 | 2.6642
2023-06-06 18:00 | 13 | 2.6941
2023-06-06 18:30 | 14 | 2.7192
2023-06-06 19:00 | 15 | 2.7168
2023-06-06 19:30 | 16 | 2.7411
2023-06-06 20:00 | 17 | 2.5756
2023-06-06 20:30 | 18 | 1.8081
2023-06-06 21:00 | 19 | 1.3207
2023-06-06 21:30 | 20 | 1.1159
2023-06-06 22:00 | 21 | 0.45045
2023-06-06 22:30 | 22 | 0.43946
2023-06-06 23:00 | 23 | 0.38924
2023-06-06 23:30 | 24 | 0.38924
2023-06-07 | 1 | 0.29036
2023-06-07 00:30 | 2 | 0.29036
2023-06-07 01:00 | 3 | 0.29114
2023-06-07 01:30 | 4 | 0.29114
2023-06-07 02:00 | 5 | 0.29114
2023-06-07 02:30 | 6 | 0.29114
2023-06-07 03:00 | 7 | 0.29114
2023-06-07 03:30 | 8 | 0.29036
2023-06-07 04:00 | 9 | 0.86558
2023-06-07 04:30 | 10 | 0.69058
2023-06-07 05:00 | 11 | 0.72197
2023-06-07 05:30 | 12 | 0.85224
2023-06-07 06:00 | 13 | 0.89697
2023-06-07 06:30 | 14 | 0.92444
2023-06-07 07:00 | 15 | 0.92052
2023-06-07 07:30 | 16 | 0.99271
2023-06-07 08:00 | 17 | 0.83341
2023-06-07 08:30 | 18 | 0.69294
2023-06-07 09:00 | 19 | 0.68587
2023-06-07 09:30 | 20 | 0.68038
2023-06-07 10:00 | 21 | 0.6741
2023-06-07 10:30 | 22 | 0.66547
2023-06-07 11:00 | 23 | 0.66155
2023-06-07 11:30 | 24 | 0.27702
2023-06-07 12:00 | 1 | 0.27702
2023-06-07 12:30 | 2 | 0.27702
2023-06-07 13:00 | 3 | 0.27702
2023-06-07 13:30 | 4 | 0.27702
2023-06-07 14:00 | 5 | 0.29036
2023-06-07 14:30 | 6 | 0.29036
2023-06-07 15:00 | 7 | 0.29036
2023-06-07 15:30 | 8 | 0.29036
2023-06-07 16:00 | 9 | 0.86009
2023-06-07 16:30 | 10 | 0.70235
2023-06-07 17:00 | 11 | 0.72904
2023-06-07 17:30 | 12 | 0.87108
2023-06-07 18:00 | 13 | 0.92444
2023-06-07 18:30 | 14 | 0.96211
2023-06-07 19:00 | 15 | 0.90874
2023-06-07 19:30 | 16 | 1.0225
2023-06-07 20:00 | 17 | 0.88363
2023-06-07 20:30 | 18 | 0.69137
2023-06-07 21:00 | 19 | 0.68195
2023-06-07 21:30 | 20 | 0.67646
2023-06-07 22:00 | 21 | 0.67096
2023-06-07 22:30 | 22 | 0.67096
2023-06-07 23:00 | 23 | 0.66312
2023-06-07 23:30 | 24 | 0.66155
2023-06-08 | 1 | 0.27623
2023-06-08 00:30 | 2 | 0.27702
2023-06-08 01:00 | 3 | 0.27702
2023-06-08 01:30 | 4 | 0.27702
2023-06-08 02:00 | 5 | 0.27702
2023-06-08 02:30 | 6 | 0.27702
2023-06-08 03:00 | 7 | 0.29036
2023-06-08 03:30 | 8 | 0.84283
2023-06-08 04:00 | 9 | 0.68195
2023-06-08 04:30 | 10 | 0.79417
2023-06-08 05:00 | 11 | 0.90639
2023-06-08 05:30 | 12 | 0.92836
2023-06-08 06:00 | 13 | 0.98487
2023-06-08 06:30 | 14 | 1.0265
2023-06-08 07:00 | 15 | 1.0202
2023-06-08 07:30 | 16 | 1.1214
2023-06-08 08:00 | 17 | 0.96603
2023-06-08 08:30 | 18 | 0.72825
2023-06-08 09:00 | 19 | 0.68195
2023-06-08 09:30 | 20 | 0.68744
2023-06-08 10:00 | 21 | 0.67096
2023-06-08 10:30 | 22 | 0.66861
2023-06-08 11:00 | 23 | 0.66312
2023-06-08 11:30 | 24 | 0.66155
2023-06-08 12:00 | 1 | 0.37511
2023-06-08 12:30 | 2 | 0.37511
2023-06-08 13:00 | 3 | 0.37511
2023-06-08 13:30 | 4 | 0.37511
2023-06-08 14:00 | 5 | 0.37511
2023-06-08 14:30 | 6 | 0.37511
2023-06-08 15:00 | 7 | 0.65998
2023-06-08 15:30 | 8 | 1.9878
2023-06-08 16:00 | 9 | 2.4837
2023-06-08 16:30 | 10 | 2.6666
2023-06-08 17:00 | 11 | 2.8173
2023-06-08 17:30 | 12 | 2.822
2023-06-08 18:00 | 13 | 2.8251
2023-06-08 18:30 | 14 | 2.8479
2023-06-08 19:00 | 15 | 2.8824
2023-06-08 19:30 | 16 | 2.8534
2023-06-08 20:00 | 17 | 2.6768
2023-06-08 20:30 | 18 | 2.1314
2023-06-08 21:00 | 19 | 1.779
2023-06-08 21:30 | 20 | 1.717
2023-06-08 22:00 | 21 | 1.4848
2023-06-08 22:30 | 22 | 1.3035
2023-06-08 23:00 | 23 | 0.78004
2023-06-08 23:30 | 24 | 0.7667
2023-06-09 | 1 | 0.7667
2023-06-09 00:30 | 2 | 0.762
2023-06-09 01:00 | 3 | 0.762
2023-06-09 01:30 | 4 | 0.762
2023-06-09 02:00 | 5 | 0.762
2023-06-09 02:30 | 6 | 0.77534
2023-06-09 03:00 | 7 | 1.3152
2023-06-09 03:30 | 8 | 2.3582
2023-06-09 04:00 | 9 | 2.6791
2023-06-09 04:30 | 10 | 2.7749
2023-06-09 05:00 | 11 | 2.8455
2023-06-09 05:30 | 12 | 2.8377
2023-06-09 06:00 | 13 | 2.8071
2023-06-09 06:30 | 14 | 2.8243
2023-06-09 07:00 | 15 | 2.851
2023-06-09 07:30 | 16 | 2.8259
2023-06-09 08:00 | 17 | 2.698
2023-06-09 08:30 | 18 | 2.1541
2023-06-09 09:00 | 19 | 1.8277
2023-06-09 09:30 | 20 | 1.8332
2023-06-09 10:00 | 21 | 1.6119
2023-06-09 10:30 | 22 | 1.5954
2023-06-09 11:00 | 23 | 0.8287
2023-06-09 11:30 | 24 | 0.8028
2023-06-09 12:00 | 1 | 0.80437
2023-06-09 12:30 | 2 | 0.80437
2023-06-09 13:00 | 3 | 0.80437
2023-06-09 13:30 | 4 | 0.80437
2023-06-09 14:00 | 5 | 0.80359
2023-06-09 14:30 | 6 | 0.80437
2023-06-09 15:00 | 7 | 1.8277
2023-06-09 15:30 | 8 | 2.5622
2023-06-09 16:00 | 9 | 2.7537
2023-06-09 16:30 | 10 | 2.7843
2023-06-09 17:00 | 11 | 2.8031
2023-06-09 17:30 | 12 | 2.8314
2023-06-09 18:00 | 13 | 2.895
2023-06-09 18:30 | 14 | 2.9287
2023-06-09 19:00 | 15 | 2.9318
2023-06-09 19:30 | 16 | 2.8863
2023-06-09 20:00 | 17 | 2.7615
2023-06-09 20:30 | 18 | 2.202
2023-06-09 21:00 | 19 | 1.8724
2023-06-09 21:30 | 20 | 1.834
2023-06-09 22:00 | 21 | 1.5852
2023-06-09 22:30 | 22 | 1.5585
2023-06-09 23:00 | 23 | 0.82007
2023-06-09 23:30 | 24 | 0.79809
2023-06-10 | 1 | 0.80045
2023-06-10 00:30 | 2 | 0.79809
2023-06-10 01:00 | 3 | 0.79966
2023-06-10 01:30 | 4 | 0.79888
2023-06-10 02:00 | 5 | 0.79966
2023-06-10 02:30 | 6 | 0.79809
2023-06-10 03:00 | 7 | 1.7594
2023-06-10 03:30 | 8 | 2.5089
2023-06-10 04:00 | 9 | 2.6956
2023-06-10 04:30 | 10 | 2.716
2023-06-10 05:00 | 11 | 2.7584
2023-06-10 05:30 | 12 | 2.822
2023-06-10 06:00 | 13 | 2.8455
2023-06-10 06:30 | 14 | 2.8816
2023-06-10 07:00 | 15 | 2.8541
2023-06-10 07:30 | 16 | 2.8165
2023-06-10 08:00 | 17 | 2.6525
2023-06-10 08:30 | 18 | 2.1432
2023-06-10 09:00 | 19 | 1.801
2023-06-10 09:30 | 20 | 1.8191
2023-06-10 10:00 | 21 | 1.5562
2023-06-10 10:30 | 22 | 1.5562
2023-06-10 11:00 | 23 | 0.82164
2023-06-10 11:30 | 24 | 0.79888
2023-06-10 12:00 | 1 | 0.80045
2023-06-10 12:30 | 2 | 0.79966
2023-06-10 13:00 | 3 | 0.79966
2023-06-10 13:30 | 4 | 0.79888
2023-06-10 14:00 | 5 | 0.79888
2023-06-10 14:30 | 6 | 0.79809
2023-06-10 15:00 | 7 | 1.7131
2023-06-10 15:30 | 8 | 2.4155
2023-06-10 16:00 | 9 | 2.5991
2023-06-10 16:30 | 10 | 2.7349
2023-06-10 17:00 | 11 | 2.7969
2023-06-10 17:30 | 12 | 2.8259
2023-06-10 18:00 | 13 | 2.84
2023-06-10 18:30 | 14 | 2.8141
2023-06-10 19:00 | 15 | 2.8345
2023-06-10 19:30 | 16 | 2.7898
2023-06-10 20:00 | 17 | 2.6705
2023-06-10 20:30 | 18 | 2.1824
2023-06-10 21:00 | 19 | 1.8528
2023-06-10 21:30 | 20 | 1.8442
2023-06-10 22:00 | 21 | 1.6087
2023-06-10 22:30 | 22 | 1.5648
2023-06-10 23:00 | 23 | 0.82321
2023-06-10 23:30 | 24 | 0.80045
2023-06-11 | 1 | 0.70235
2023-06-11 00:30 | 2 | 0.70235
2023-06-11 01:00 | 3 | 0.70314
2023-06-11 01:30 | 4 | 0.70392
2023-06-11 02:00 | 5 | 0.70314
2023-06-11 02:30 | 6 | 0.70235
2023-06-11 03:00 | 7 | 0.70235
2023-06-11 03:30 | 8 | 0.70471
2023-06-11 04:00 | 9 | 0.70628
2023-06-11 04:30 | 10 | 0.70863
2023-06-11 05:00 | 11 | 0.70942
2023-06-11 05:30 | 12 | 0.7102
2023-06-11 06:00 | 13 | 0.76749
2023-06-11 06:30 | 14 | 0.73374
2023-06-11 07:00 | 15 | 0.74316
2023-06-11 07:30 | 16 | 0.74473
2023-06-11 08:00 | 17 | 0.7157
2023-06-11 08:30 | 18 | 0.71491
2023-06-11 09:00 | 19 | 0.71491
2023-06-11 09:30 | 20 | 0.71334
2023-06-11 10:00 | 21 | 0.71334
2023-06-11 10:30 | 22 | 0.71256
2023-06-11 11:00 | 23 | 0.71256
2023-06-11 11:30 | 24 | 0.71256
2023-06-11 12:00 | 1 | 0.71099
2023-06-11 12:30 | 2 | 0.71099
2023-06-11 13:00 | 3 | 0.7102
2023-06-11 13:30 | 4 | 0.7102
2023-06-11 14:00 | 5 | 0.70863
2023-06-11 14:30 | 6 | 0.70942
2023-06-11 15:00 | 7 | 0.70942
2023-06-11 15:30 | 8 | 0.7102
2023-06-11 16:00 | 9 | 0.71099
2023-06-11 16:30 | 10 | 0.71177
2023-06-11 17:00 | 11 | 0.71648
2023-06-11 17:30 | 12 | 0.71413
2023-06-11 18:00 | 13 | 0.71334
2023-06-11 18:30 | 14 | 0.78475
2023-06-11 19:00 | 15 | 0.7204
2023-06-11 19:30 | 16 | 0.7157
2023-06-11 20:00 | 17 | 0.71413
2023-06-11 20:30 | 18 | 0.71413
2023-06-11 21:00 | 19 | 0.71413
2023-06-11 21:30 | 20 | 0.71334
2023-06-11 22:00 | 21 | 0.71256
2023-06-11 22:30 | 22 | 0.71334
2023-06-11 23:00 | 23 | 0.71177
2023-06-11 23:30 | 24 | 0.71099
2023-06-12 | 1 | 0.80908
2023-06-12 00:30 | 2 | 0.8083
2023-06-12 01:00 | 3 | 0.8083
2023-06-12 01:30 | 4 | 0.8083
2023-06-12 02:00 | 5 | 0.80908
2023-06-12 02:30 | 6 | 0.8083
2023-06-12 03:00 | 7 | 1.8724
2023-06-12 03:30 | 8 | 2.6226
2023-06-12 04:00 | 9 | 2.8071
2023-06-12 04:30 | 10 | 2.913
2023-06-12 05:00 | 11 | 2.9122
2023-06-12 05:30 | 12 | 2.9303
2023-06-12 06:00 | 13 | 2.913
2023-06-12 06:30 | 14 | 2.9295
2023-06-12 07:00 | 15 | 2.9122
2023-06-12 07:30 | 16 | 2.8604
2023-06-12 08:00 | 17 | 2.7357
2023-06-12 08:30 | 18 | 2.2436
2023-06-12 09:00 | 19 | 1.9587
2023-06-12 09:30 | 20 | 1.9156
2023-06-12 10:00 | 21 | 1.6786
2023-06-12 10:30 | 22 | 1.6809
2023-06-12 11:00 | 23 | 0.84047
2023-06-12 11:30 | 24 | 0.8083
2023-06-12 12:00 | 1 | 0.80987
2023-06-12 12:30 | 2 | 0.80908
2023-06-12 13:00 | 3 | 0.80908
2023-06-12 13:30 | 4 | 0.8083
2023-06-12 14:00 | 5 | 0.8083
2023-06-12 14:30 | 6 | 0.80908
2023-06-12 15:00 | 7 | 1.9305
2023-06-12 15:30 | 8 | 2.6642
2023-06-12 16:00 | 9 | 2.8565
2023-06-12 16:30 | 10 | 2.8848
2023-06-12 17:00 | 11 | 2.862
2023-06-12 17:30 | 12 | 2.891
2023-06-12 18:00 | 13 | 2.8902
2023-06-12 18:30 | 14 | 2.9256
2023-06-12 19:00 | 15 | 2.8549
2023-06-12 19:30 | 16 | 2.8808
2023-06-12 20:00 | 17 | 2.6572
2023-06-12 20:30 | 18 | 2.1675
2023-06-12 21:00 | 19 | 1.8395
2023-06-12 21:30 | 20 | 1.8324
2023-06-12 22:00 | 21 | 1.6103
2023-06-12 22:30 | 22 | 1.5954
2023-06-12 23:00 | 23 | 0.82791
2023-06-12 23:30 | 24 | 0.8028
2023-06-13 | 1 | 0.80359
2023-06-13 00:30 | 2 | 0.8028
2023-06-13 01:00 | 3 | 0.8028
2023-06-13 01:30 | 4 | 0.8028
2023-06-13 02:00 | 5 | 0.8028
2023-06-13 02:30 | 6 | 0.80359
2023-06-13 03:00 | 7 | 1.8128
2023-06-13 03:30 | 8 | 2.5379
2023-06-13 04:00 | 9 | 2.7231
2023-06-13 04:30 | 10 | 2.7411
2023-06-13 05:00 | 11 | 2.7513
2023-06-13 05:30 | 12 | 2.6642
2023-06-13 06:00 | 13 | 2.6462
2023-06-13 06:30 | 14 | 2.6603
2023-06-13 07:00 | 15 | 2.6799
2023-06-13 07:30 | 16 | 2.6611
2023-06-13 08:00 | 17 | 2.4673
2023-06-13 08:30 | 18 | 1.8873
2023-06-13 09:00 | 19 | 1.4267
2023-06-13 09:30 | 20 | 1.2752
2023-06-13 10:00 | 21 | 0.94563
2023-06-13 10:30 | 22 | 0.88285
2023-06-13 11:00 | 23 | 0.37511
2023-06-13 11:30 | 24 | 0.37511
2023-06-13 12:00 | 1 | 0.29036
2023-06-13 12:30 | 2 | 0.29036
2023-06-13 13:00 | 3 | 0.29036
2023-06-13 13:30 | 4 | 0.29036
2023-06-13 14:00 | 5 | 0.29036
2023-06-13 14:30 | 6 | 0.29036
2023-06-13 15:00 | 7 | 0.29114
2023-06-13 15:30 | 8 | 0.29036
2023-06-13 16:00 | 9 | 0.85774
2023-06-13 16:30 | 10 | 0.69372
2023-06-13 17:00 | 11 | 0.78161
2023-06-13 17:30 | 12 | 0.87343
2023-06-13 18:00 | 13 | 0.937
2023-06-13 18:30 | 14 | 0.95348
2023-06-13 19:00 | 15 | 0.93857
2023-06-13 19:30 | 16 | 0.99585
2023-06-13 20:00 | 17 | 0.87108
2023-06-13 20:30 | 18 | 0.71099
2023-06-13 21:00 | 19 | 0.70706
2023-06-13 21:30 | 20 | 0.70706
2023-06-13 22:00 | 21 | 0.70785
2023-06-13 22:30 | 22 | 0.70706
2023-06-13 23:00 | 23 | 0.70628
2023-06-13 23:30 | 24 | 0.70628
2023-06-14 | 1 | 0.80516
2023-06-14 00:30 | 2 | 0.80516
2023-06-14 01:00 | 3 | 0.80516
2023-06-14 01:30 | 4 | 0.80673
2023-06-14 02:00 | 5 | 0.80751
2023-06-14 02:30 | 6 | 0.8083
2023-06-14 03:00 | 7 | 1.9101
2023-06-14 03:30 | 8 | 2.6289
2023-06-14 04:00 | 9 | 2.8353
2023-06-14 04:30 | 10 | 2.8816
2023-06-14 05:00 | 11 | 2.891
2023-06-14 05:30 | 12 | 2.9028
2023-06-14 06:00 | 13 | 2.9044
2023-06-14 06:30 | 14 | 2.9185
2023-06-14 07:00 | 15 | 2.9185
2023-06-14 07:30 | 16 | 2.9091
2023-06-14 08:00 | 17 | 2.7655
2023-06-14 08:30 | 18 | 2.253
2023-06-14 09:00 | 19 | 1.9697
2023-06-14 09:30 | 20 | 1.9642
2023-06-14 10:00 | 21 | 1.728
2023-06-14 10:30 | 22 | 1.7123
2023-06-14 11:00 | 23 | 0.84439
2023-06-14 11:30 | 24 | 0.80987
2023-06-14 12:00 | 1 | 0.71256
2023-06-14 12:30 | 2 | 0.71256
2023-06-14 13:00 | 3 | 0.71256
2023-06-14 13:30 | 4 | 0.71256
2023-06-14 14:00 | 5 | 0.71256
2023-06-14 14:30 | 6 | 0.71334
2023-06-14 15:00 | 7 | 0.71334
2023-06-14 15:30 | 8 | 0.71334
2023-06-14 16:00 | 9 | 0.71413
2023-06-14 16:30 | 10 | 0.71413
2023-06-14 17:00 | 11 | 0.71334
2023-06-14 17:30 | 12 | 0.71962
2023-06-14 18:00 | 13 | 0.85303
2023-06-14 18:30 | 14 | 0.74238
2023-06-14 19:00 | 15 | 0.71962
2023-06-14 19:30 | 16 | 0.71805
2023-06-14 20:00 | 17 | 0.71726
2023-06-14 20:30 | 18 | 0.71805
2023-06-14 21:00 | 19 | 0.71805
2023-06-14 21:30 | 20 | 0.71883
2023-06-14 22:00 | 21 | 0.71805
2023-06-14 22:30 | 22 | 0.71805
2023-06-14 23:00 | 23 | 0.71805
2023-06-14 23:30 | 24 | 0.71726
2023-06-15 | 1 | 0.71726
2023-06-15 00:30 | 2 | 0.71726
2023-06-15 01:00 | 3 | 0.71726
2023-06-15 01:30 | 4 | 0.71648
2023-06-15 02:00 | 5 | 0.71648
2023-06-15 02:30 | 6 | 0.71648
2023-06-15 03:00 | 7 | 0.71648
2023-06-15 03:30 | 8 | 0.71726
2023-06-15 04:00 | 9 | 0.71726
2023-06-15 04:30 | 10 | 0.71726
2023-06-15 05:00 | 11 | 0.71883
2023-06-15 05:30 | 12 | 0.71962
2023-06-15 06:00 | 13 | 0.72119
2023-06-15 06:30 | 14 | 0.7204
2023-06-15 07:00 | 15 | 0.72197
2023-06-15 07:30 | 16 | 0.72119
2023-06-15 08:00 | 17 | 0.72276
2023-06-15 08:30 | 18 | 0.72276
2023-06-15 09:00 | 19 | 0.72197
2023-06-15 09:30 | 20 | 0.72276
2023-06-15 10:00 | 21 | 0.72197
2023-06-15 10:30 | 22 | 0.72276
2023-06-15 11:00 | 23 | 0.72119
2023-06-15 11:30 | 24 | 0.71883
2023-06-15 12:00 | 1 | 0.81457
2023-06-15 12:30 | 2 | 0.81379
2023-06-15 13:00 | 3 | 0.81065
2023-06-15 13:30 | 4 | 0.81065
2023-06-15 14:00 | 5 | 0.80437
2023-06-15 14:30 | 6 | 0.79966
2023-06-15 15:00 | 7 | 1.7649
2023-06-15 15:30 | 8 | 2.4296
2023-06-15 16:00 | 9 | 2.5536
2023-06-15 16:30 | 10 | 2.5811
2023-06-15 17:00 | 11 | 2.6077
2023-06-15 17:30 | 12 | 2.6266
2023-06-15 18:00 | 13 | 2.6438
2023-06-15 18:30 | 14 | 2.6587
2023-06-15 19:00 | 15 | 2.6399
2023-06-15 19:30 | 16 | 2.6266
2023-06-15 20:00 | 17 | 2.4626
2023-06-15 20:30 | 18 | 1.885
2023-06-15 21:00 | 19 | 1.4824
2023-06-15 21:30 | 20 | 1.3772
2023-06-15 22:00 | 21 | 1.0963
2023-06-15 22:30 | 22 | 1.0461
2023-06-15 23:00 | 23 | 0.7667
2023-06-15 23:30 | 24 | 0.76121
2023-06-16 | 1 | 0.76357
2023-06-16 00:30 | 2 | 0.76121
2023-06-16 01:00 | 3 | 0.37511
2023-06-16 01:30 | 4 | 0.37511
2023-06-16 02:00 | 5 | 0.38924
2023-06-16 02:30 | 6 | 0.38924
2023-06-16 03:00 | 7 | 0.6741
2023-06-16 03:30 | 8 | 1.4071
2023-06-16 04:00 | 9 | 2.2585
2023-06-16 04:30 | 10 | 2.2491
2023-06-16 05:00 | 11 | 2.4084
2023-06-16 05:30 | 12 | 2.5952
2023-06-16 06:00 | 13 | 2.6219
2023-06-16 06:30 | 14 | 2.6305
2023-06-16 07:00 | 15 | 2.614
2023-06-16 07:30 | 16 | 2.5818
2023-06-16 08:00 | 17 | 2.421
2023-06-16 08:30 | 18 | 1.564
2023-06-16 09:00 | 19 | 1.2203
2023-06-16 09:30 | 20 | 0.68117
2023-06-16 10:00 | 21 | 0.45045
2023-06-16 10:30 | 22 | 0.44025
2023-06-16 11:00 | 23 | 0.38924
2023-06-16 11:30 | 24 | 0.38924
2023-06-16 12:00 | 1 | 0.38924
2023-06-16 12:30 | 2 | 0.38924
2023-06-16 13:00 | 3 | 0.38924
2023-06-16 13:30 | 4 | 0.38924
2023-06-16 14:00 | 5 | 0.38924
2023-06-16 14:30 | 6 | 0.38924
2023-06-16 15:00 | 7 | 0.6741
2023-06-16 15:30 | 8 | 1.4165
2023-06-16 16:00 | 9 | 1.5483
2023-06-16 16:30 | 10 | 2.2907
2023-06-16 17:00 | 11 | 2.3048
2023-06-16 17:30 | 12 | 2.5112
2023-06-16 18:00 | 13 | 2.585
2023-06-16 18:30 | 14 | 2.6046
2023-06-16 19:00 | 15 | 2.6172
2023-06-16 19:30 | 16 | 2.5842
2023-06-16 20:00 | 17 | 2.3189
2023-06-16 20:30 | 18 | 1.6809
2023-06-16 21:00 | 19 | 1.2705
2023-06-16 21:30 | 20 | 1.1763
2023-06-16 22:00 | 21 | 0.95112
2023-06-16 22:30 | 22 | 0.88206
2023-06-16 23:00 | 23 | 0.77455
2023-06-16 23:30 | 24 | 0.77377
2023-06-17 | 1 | 0.77377
2023-06-17 00:30 | 2 | 0.77691
2023-06-17 01:00 | 3 | 0.38924
2023-06-17 01:30 | 4 | 0.38924
2023-06-17 02:00 | 5 | 0.38924
2023-06-17 02:30 | 6 | 0.38924
2023-06-17 03:00 | 7 | 1.5577
2023-06-17 03:30 | 8 | 2.4178
2023-06-17 04:00 | 9 | 2.6548
2023-06-17 04:30 | 10 | 2.7584
2023-06-17 05:00 | 11 | 2.7843
2023-06-17 05:30 | 12 | 2.8063
2023-06-17 06:00 | 13 | 2.8314
2023-06-17 06:30 | 14 | 2.8659
2023-06-17 07:00 | 15 | 2.8683
2023-06-17 07:30 | 16 | 2.8322
2023-06-17 08:00 | 17 | 2.6917
2023-06-17 08:30 | 18 | 2.1793
2023-06-17 09:00 | 19 | 1.8654
2023-06-17 09:30 | 20 | 1.8575
2023-06-17 10:00 | 21 | 1.6362
2023-06-17 10:30 | 22 | 1.6496
2023-06-17 11:00 | 23 | 0.83341
2023-06-17 11:30 | 24 | 0.80437
2023-06-17 12:00 | 1 | 0.80516
2023-06-17 12:30 | 2 | 0.80516
2023-06-17 13:00 | 3 | 0.80516
2023-06-17 13:30 | 4 | 0.80516
2023-06-17 14:00 | 5 | 0.80594
2023-06-17 14:30 | 6 | 0.80751
2023-06-17 15:00 | 7 | 1.9172
2023-06-17 15:30 | 8 | 2.6062
2023-06-17 16:00 | 9 | 2.8902
2023-06-17 16:30 | 10 | 2.942
2023-06-17 17:00 | 11 | 2.9734
2023-06-17 17:30 | 12 | 2.9428
2023-06-17 18:00 | 13 | 2.9781
2023-06-17 18:30 | 14 | 2.9687
2023-06-17 19:00 | 15 | 2.9491
2023-06-17 19:30 | 16 | 2.9358
2023-06-17 20:00 | 17 | 2.8165
2023-06-17 20:30 | 18 | 2.3189
2023-06-17 21:00 | 19 | 2.0027
2023-06-17 21:30 | 20 | 1.9972
2023-06-17 22:00 | 21 | 1.7837
2023-06-17 22:30 | 22 | 1.7688
2023-06-17 23:00 | 23 | 0.85146
2023-06-17 23:30 | 24 | 0.81222
2023-06-18 | 1 | 0.71413
2023-06-18 00:30 | 2 | 0.71491
2023-06-18 01:00 | 3 | 0.71491
2023-06-18 01:30 | 4 | 0.71491
2023-06-18 02:00 | 5 | 0.71413
2023-06-18 02:30 | 6 | 0.71413
2023-06-18 03:00 | 7 | 0.71413
2023-06-18 03:30 | 8 | 0.71413
2023-06-18 04:00 | 9 | 0.71413
2023-06-18 04:30 | 10 | 0.7157
2023-06-18 05:00 | 11 | 0.7157
2023-06-18 05:30 | 12 | 0.6741
2023-06-18 06:00 | 13 | 0.27702
2023-06-18 06:30 | 14 | 0.27702
2023-06-18 07:00 | 15 | 0.27702
2023-06-18 07:30 | 16 | 0.27702
2023-06-18 08:00 | 17 | 0.27702
2023-06-18 08:30 | 18 | 0.27702
2023-06-18 09:00 | 19 | 0.27702
2023-06-18 09:30 | 20 | 0.27702
2023-06-18 10:00 | 21 | 0.27702
2023-06-18 10:30 | 22 | 0.29114
2023-06-18 11:00 | 23 | 0.29114
2023-06-18 11:30 | 24 | 0.29114
2023-06-18 12:00 | 1 | 0.29114
2023-06-18 12:30 | 2 | 0.29114
2023-06-18 13:00 | 3 | 0.29114
2023-06-18 13:30 | 4 | 0.29114
2023-06-18 14:00 | 5 | 0.29114
2023-06-18 14:30 | 6 | 0.29114
2023-06-18 15:00 | 7 | 0.29114
2023-06-18 15:30 | 8 | 0.29114
2023-06-18 16:00 | 9 | 0.29114
2023-06-18 16:30 | 10 | 0.29114
2023-06-18 17:00 | 11 | 0.29114
2023-06-18 17:30 | 12 | 0.29036
2023-06-18 18:00 | 13 | 0.27702
2023-06-18 18:30 | 14 | 0.86872
2023-06-18 19:00 | 15 | 0.69137
2023-06-18 19:30 | 16 | 0.68666
2023-06-18 20:00 | 17 | 0.27702
2023-06-18 20:30 | 18 | 0.27702
2023-06-18 21:00 | 19 | 0.27702
2023-06-18 21:30 | 20 | 0.29114
2023-06-18 22:00 | 21 | 0.29114
2023-06-18 22:30 | 22 | 0.29114
2023-06-18 23:00 | 23 | 0.29114
2023-06-18 23:30 | 24 | 0.29114
2023-06-19 | 1 | 0.38924
2023-06-19 00:30 | 2 | 0.38924
2023-06-19 01:00 | 3 | 0.38924
2023-06-19 01:30 | 4 | 0.38924
2023-06-19 02:00 | 5 | 0.38924
2023-06-19 02:30 | 6 | 0.38924
2023-06-19 03:00 | 7 | 0.6741
2023-06-19 03:30 | 8 | 1.4188
2023-06-19 04:00 | 9 | 2.2617
2023-06-19 04:30 | 10 | 2.4767
2023-06-19 05:00 | 11 | 2.6321
2023-06-19 05:30 | 12 | 2.6839
2023-06-19 06:00 | 13 | 2.705
2023-06-19 06:30 | 14 | 2.7302
2023-06-19 07:00 | 15 | 2.7372
2023-06-19 07:30 | 16 | 2.7262
2023-06-19 08:00 | 17 | 2.5418
2023-06-19 08:30 | 18 | 1.9988
2023-06-19 09:00 | 19 | 1.7147
2023-06-19 09:30 | 20 | 1.7516
2023-06-19 10:00 | 21 | 1.5012
2023-06-19 10:30 | 22 | 1.5428
2023-06-19 11:00 | 23 | 0.813
2023-06-19 11:30 | 24 | 0.79731
2023-06-19 12:00 | 1 | 0.79652
2023-06-19 12:30 | 2 | 0.79731
2023-06-19 13:00 | 3 | 0.79809
2023-06-19 13:30 | 4 | 0.79888
2023-06-19 14:00 | 5 | 0.79888
2023-06-19 14:30 | 6 | 0.80045
2023-06-19 15:00 | 7 | 1.8442
2023-06-19 15:30 | 8 | 2.5928
2023-06-19 16:00 | 9 | 2.76
2023-06-19 16:30 | 10 | 2.811
2023-06-19 17:00 | 11 | 2.8322
2023-06-19 17:30 | 12 | 2.8416
2023-06-19 18:00 | 13 | 2.8793
2023-06-19 18:30 | 14 | 2.8895
2023-06-19 19:00 | 15 | 2.8855
2023-06-19 19:30 | 16 | 2.8738
2023-06-19 20:00 | 17 | 2.7623
2023-06-19 20:30 | 18 | 2.2546
2023-06-19 21:00 | 19 | 1.9595
2023-06-19 21:30 | 20 | 1.7979
2023-06-19 22:00 | 21 | 1.5491
2023-06-19 22:30 | 22 | 1.5279
2023-06-19 23:00 | 23 | 0.80673
2023-06-19 23:30 | 24 | 0.78083
2023-06-20 | 1 | 0.77612
2023-06-20 00:30 | 2 | 0.77612
2023-06-20 01:00 | 3 | 0.77612
2023-06-20 01:30 | 4 | 0.78554
2023-06-20 02:00 | 5 | 0.78554
2023-06-20 02:30 | 6 | 0.78554
2023-06-20 03:00 | 7 | 1.6927
2023-06-20 03:30 | 8 | 2.4343
2023-06-20 04:00 | 9 | 2.5544
2023-06-20 04:30 | 10 | 2.5858
2023-06-20 05:00 | 11 | 2.5858
2023-06-20 05:30 | 12 | 2.4783
2023-06-20 06:00 | 13 | 2.4853
2023-06-20 06:30 | 14 | 2.3574
2023-06-20 07:00 | 15 | 2.3637
2023-06-20 07:30 | 16 | 2.2177
2023-06-20 08:00 | 17 | 1.4526
2023-06-20 08:30 | 18 | 0.97466
2023-06-20 09:00 | 19 | 0.66783
2023-06-20 09:30 | 20 | 0.68195
2023-06-20 10:00 | 21 | 0.45123
2023-06-20 10:30 | 22 | 0.44025
2023-06-20 11:00 | 23 | 0.38924
2023-06-20 11:30 | 24 | 0.38924
2023-06-20 12:00 | 1 | 0.38924
2023-06-20 12:30 | 2 | 0.38924
2023-06-20 13:00 | 3 | 0.38924
2023-06-20 13:30 | 4 | 0.38924
2023-06-20 14:00 | 5 | 0.38924
2023-06-20 14:30 | 6 | 0.38924
2023-06-20 15:00 | 7 | 0.6741
2023-06-20 15:30 | 8 | 1.4306
2023-06-20 16:00 | 9 | 1.5522
2023-06-20 16:30 | 10 | 1.5805
2023-06-20 17:00 | 11 | 1.5805
2023-06-20 17:30 | 12 | 1.5797
2023-06-20 18:00 | 13 | 1.5797
2023-06-20 18:30 | 14 | 1.5805
2023-06-20 19:00 | 15 | 1.5805
2023-06-20 19:30 | 16 | 1.5656
2023-06-20 20:00 | 17 | 1.4526
2023-06-20 20:30 | 18 | 0.97545
2023-06-20 21:00 | 19 | 0.66861
2023-06-20 21:30 | 20 | 0.68195
2023-06-20 22:00 | 21 | 0.45202
2023-06-20 22:30 | 22 | 0.44025
2023-06-20 23:00 | 23 | 0.38924
2023-06-20 23:30 | 24 | 0.38924
2023-06-21 | 1 | 0.38924
2023-06-21 00:30 | 2 | 0.38924
2023-06-21 01:00 | 3 | 0.38924
2023-06-21 01:30 | 4 | 0.38924
2023-06-21 02:00 | 5 | 0.38924
2023-06-21 02:30 | 6 | 0.38924
2023-06-21 03:00 | 7 | 0.67489
2023-06-21 03:30 | 8 | 1.433
2023-06-21 04:00 | 9 | 1.5546
2023-06-21 04:30 | 10 | 1.5805
2023-06-21 05:00 | 11 | 1.5805
2023-06-21 05:30 | 12 | 1.5915
2023-06-21 06:00 | 13 | 1.597
2023-06-21 06:30 | 14 | 1.5985
2023-06-21 07:00 | 15 | 1.597
2023-06-21 07:30 | 16 | 1.5742
2023-06-21 08:00 | 17 | 1.4526
2023-06-21 08:30 | 18 | 0.97466
2023-06-21 09:00 | 19 | 0.66861
2023-06-21 09:30 | 20 | 0.68195
2023-06-21 10:00 | 21 | 0.45202
2023-06-21 10:30 | 22 | 0.44025
2023-06-21 11:00 | 23 | 0.39002
2023-06-21 11:30 | 24 | 0.39002
2023-06-21 12:00 | 1 | 0.29114
2023-06-21 12:30 | 2 | 0.29114
2023-06-21 13:00 | 3 | 0.29114
2023-06-21 13:30 | 4 | 0.29114
2023-06-21 14:00 | 5 | 0.29114
2023-06-21 14:30 | 6 | 0.29114
2023-06-21 15:00 | 7 | 0.29114
2023-06-21 15:30 | 8 | 0.29114
2023-06-21 16:00 | 9 | 0.29114
2023-06-21 16:30 | 10 | 0.29114
2023-06-21 17:00 | 11 | 0.29036
2023-06-21 17:30 | 12 | 0.29114
2023-06-21 18:00 | 13 | 0.27702
2023-06-21 18:30 | 14 | 0.27702
2023-06-21 19:00 | 15 | 0.27702
2023-06-21 19:30 | 16 | 0.27702
2023-06-21 20:00 | 17 | 0.27702
2023-06-21 20:30 | 18 | 0.27702
2023-06-21 21:00 | 19 | 0.29114
2023-06-21 21:30 | 20 | 0.29114
2023-06-21 22:00 | 21 | 0.29114
2023-06-21 22:30 | 22 | 0.29114
2023-06-21 23:00 | 23 | 0.29114
2023-06-21 23:30 | 24 | 0.29114
2023-06-22 | 1 | 0.29114
2023-06-22 00:30 | 2 | 0.29114
2023-06-22 01:00 | 3 | 0.29114
2023-06-22 01:30 | 4 | 0.29114
2023-06-22 02:00 | 5 | 0.29114
2023-06-22 02:30 | 6 | 0.29114
2023-06-22 03:00 | 7 | 0.29114
2023-06-22 03:30 | 8 | 0.29114
2023-06-22 04:00 | 9 | 0.29114
2023-06-22 04:30 | 10 | 0.29114
2023-06-22 05:00 | 11 | 0.29036
2023-06-22 05:30 | 12 | 0.29036
2023-06-22 06:00 | 13 | 0.29036
2023-06-22 06:30 | 14 | 0.86323
2023-06-22 07:00 | 15 | 0.66547
2023-06-22 07:30 | 16 | 0.66469
2023-06-22 08:00 | 17 | 0.27702
2023-06-22 08:30 | 18 | 0.27702
2023-06-22 09:00 | 19 | 0.29114
2023-06-22 09:30 | 20 | 0.29114
2023-06-22 10:00 | 21 | 0.29114
2023-06-22 10:30 | 22 | 0.29114
2023-06-22 11:00 | 23 | 0.29114
2023-06-22 11:30 | 24 | 0.29114
2023-06-22 12:00 | 1 | 0.38924
2023-06-22 12:30 | 2 | 0.38924
2023-06-22 13:00 | 3 | 0.38924
2023-06-22 13:30 | 4 | 0.38924
2023-06-22 14:00 | 5 | 0.38924
2023-06-22 14:30 | 6 | 0.39002
2023-06-22 15:00 | 7 | 0.67489
2023-06-22 15:30 | 8 | 1.4322
2023-06-22 16:00 | 9 | 1.5515
2023-06-22 16:30 | 10 | 1.5805
2023-06-22 17:00 | 11 | 2.3645
2023-06-22 17:30 | 12 | 2.3401
2023-06-22 18:00 | 13 | 2.3409
2023-06-22 18:30 | 14 | 2.5504
2023-06-22 19:00 | 15 | 2.5293
2023-06-22 19:30 | 16 | 2.5151
2023-06-22 20:00 | 17 | 2.1008
2023-06-22 20:30 | 18 | 1.4094
2023-06-22 21:00 | 19 | 0.66783
2023-06-22 21:30 | 20 | 0.68195
2023-06-22 22:00 | 21 | 0.45123
2023-06-22 22:30 | 22 | 0.44025
2023-06-22 23:00 | 23 | 0.38924
2023-06-22 23:30 | 24 | 0.38924
2023-06-23 | 1 | 0.38924
2023-06-23 00:30 | 2 | 0.38924
2023-06-23 01:00 | 3 | 0.38924
2023-06-23 01:30 | 4 | 0.38924
2023-06-23 02:00 | 5 | 0.38924
2023-06-23 02:30 | 6 | 0.38924
2023-06-23 03:00 | 7 | 0.6741
2023-06-23 03:30 | 8 | 1.4133
2023-06-23 04:00 | 9 | 1.5499
2023-06-23 04:30 | 10 | 2.432
2023-06-23 05:00 | 11 | 2.3605
2023-06-23 05:30 | 12 | 2.3543
2023-06-23 06:00 | 13 | 2.4908
2023-06-23 06:30 | 14 | 2.4853
2023-06-23 07:00 | 15 | 2.4861
2023-06-23 07:30 | 16 | 2.5622
2023-06-23 08:00 | 17 | 2.4571
2023-06-23 08:30 | 18 | 2.0019
2023-06-23 09:00 | 19 | 1.6959
2023-06-23 09:30 | 20 | 1.688
2023-06-23 10:00 | 21 | 1.4549
2023-06-23 10:30 | 22 | 1.4471
2023-06-23 11:00 | 23 | 0.78711
2023-06-23 11:30 | 24 | 0.76592
2023-06-23 12:00 | 1 | 0.77534
2023-06-23 12:30 | 2 | 0.77612
2023-06-23 13:00 | 3 | 0.77691
2023-06-23 13:30 | 4 | 0.77691
2023-06-23 14:00 | 5 | 0.77534
2023-06-23 14:30 | 6 | 0.77534
2023-06-23 15:00 | 7 | 1.1214
2023-06-23 15:30 | 8 | 1.411
2023-06-23 16:00 | 9 | 1.5499
2023-06-23 16:30 | 10 | 1.5805
2023-06-23 17:00 | 11 | 1.5805
2023-06-23 17:30 | 12 | 1.5797
2023-06-23 18:00 | 13 | 2.2224
2023-06-23 18:30 | 14 | 2.0835
2023-06-23 19:00 | 15 | 1.5805
2023-06-23 19:30 | 16 | 1.5648
2023-06-23 20:00 | 17 | 1.4526
2023-06-23 20:30 | 18 | 0.97466
2023-06-23 21:00 | 19 | 0.66783
2023-06-23 21:30 | 20 | 0.68195
2023-06-23 22:00 | 21 | 0.45202
2023-06-23 22:30 | 22 | 0.44025
2023-06-23 23:00 | 23 | 0.38924
2023-06-23 23:30 | 24 | 0.38924
2023-06-24 | 1 | 0.38924
2023-06-24 00:30 | 2 | 0.38924
2023-06-24 01:00 | 3 | 0.38924
2023-06-24 01:30 | 4 | 0.38924
2023-06-24 02:00 | 5 | 0.38924
2023-06-24 02:30 | 6 | 0.38924
2023-06-24 03:00 | 7 | 0.6741
2023-06-24 03:30 | 8 | 1.4126
2023-06-24 04:00 | 9 | 1.5507
2023-06-24 04:30 | 10 | 1.5805
2023-06-24 05:00 | 11 | 2.3205
2023-06-24 05:30 | 12 | 2.3652
2023-06-24 06:00 | 13 | 2.585
2023-06-24 06:30 | 14 | 2.6085
2023-06-24 07:00 | 15 | 2.5858
2023-06-24 07:30 | 16 | 2.5716
2023-06-24 08:00 | 17 | 2.4578
2023-06-24 08:30 | 18 | 1.9784
2023-06-24 09:00 | 19 | 1.6723
2023-06-24 09:30 | 20 | 1.7108
2023-06-24 10:00 | 21 | 1.5012
2023-06-24 10:30 | 22 | 1.44
2023-06-24 11:00 | 23 | 0.79574
2023-06-24 11:30 | 24 | 0.79417
2023-06-24 12:00 | 1 | 0.79025
2023-06-24 12:30 | 2 | 0.79025
2023-06-24 13:00 | 3 | 0.78475
2023-06-24 13:30 | 4 | 0.78475
2023-06-24 14:00 | 5 | 0.78004
2023-06-24 14:30 | 6 | 0.79417
2023-06-24 15:00 | 7 | 1.5907
2023-06-24 15:30 | 8 | 2.191
2023-06-24 16:00 | 9 | 2.6054
2023-06-24 16:30 | 10 | 2.6807
2023-06-24 17:00 | 11 | 2.72
2023-06-24 17:30 | 12 | 2.7286
2023-06-24 18:00 | 13 | 2.8024
2023-06-24 18:30 | 14 | 2.8126
2023-06-24 19:00 | 15 | 2.8078
2023-06-24 19:30 | 16 | 2.767
2023-06-24 20:00 | 17 | 2.5167
2023-06-24 20:30 | 18 | 2.0003
2023-06-24 21:00 | 19 | 1.6707
2023-06-24 21:30 | 20 | 1.5758
2023-06-24 22:00 | 21 | 1.1599
2023-06-24 22:30 | 22 | 1.101
2023-06-24 23:00 | 23 | 0.76984
2023-06-24 23:30 | 24 | 0.76357
2023-06-25 | 1 | 0.27702
2023-06-25 00:30 | 2 | 0.29036
2023-06-25 01:00 | 3 | 0.29036
2023-06-25 01:30 | 4 | 0.29036
2023-06-25 02:00 | 5 | 0.29036
2023-06-25 02:30 | 6 | 0.29036
2023-06-25 03:00 | 7 | 0.29036
2023-06-25 03:30 | 8 | 0.29036
2023-06-25 04:00 | 9 | 0.29036
2023-06-25 04:30 | 10 | 0.8593
2023-06-25 05:00 | 11 | 0.67096
2023-06-25 05:30 | 12 | 0.71177
2023-06-25 06:00 | 13 | 0.75729
2023-06-25 06:30 | 14 | 0.76984
2023-06-25 07:00 | 15 | 0.77848
2023-06-25 07:30 | 16 | 0.72276
2023-06-25 08:00 | 17 | 0.67332
2023-06-25 08:30 | 18 | 0.27702
2023-06-25 09:00 | 19 | 0.27702
2023-06-25 09:30 | 20 | 0.27702
2023-06-25 10:00 | 21 | 0.27702
2023-06-25 10:30 | 22 | 0.84047
2023-06-25 11:00 | 23 | 0.27702
2023-06-25 11:30 | 24 | 0.29114
2023-06-25 12:00 | 1 | 0.29114
2023-06-25 12:30 | 2 | 0.29114
2023-06-25 13:00 | 3 | 0.29114
2023-06-25 13:30 | 4 | 0.29036
2023-06-25 14:00 | 5 | 0.29036
2023-06-25 14:30 | 6 | 0.29036
2023-06-25 15:00 | 7 | 0.29036
2023-06-25 15:30 | 8 | 0.29036
2023-06-25 16:00 | 9 | 0.86323
2023-06-25 16:30 | 10 | 0.69529
2023-06-25 17:00 | 11 | 0.69765
2023-06-25 17:30 | 12 | 0.7
2023-06-25 18:00 | 13 | 0.70157
2023-06-25 18:30 | 14 | 0.70392
2023-06-25 19:00 | 15 | 0.70549
2023-06-25 19:30 | 16 | 0.70628
2023-06-25 20:00 | 17 | 0.70628
2023-06-25 20:30 | 18 | 0.70706
2023-06-25 21:00 | 19 | 0.70706
2023-06-25 21:30 | 20 | 0.70706
2023-06-25 22:00 | 21 | 0.70549
2023-06-25 22:30 | 22 | 0.70549
2023-06-25 23:00 | 23 | 0.70392
2023-06-25 23:30 | 24 | 0.70471
2023-06-26 | 1 | 0.8028
2023-06-26 00:30 | 2 | 0.8028
2023-06-26 01:00 | 3 | 0.8028
2023-06-26 01:30 | 4 | 0.8028
2023-06-26 02:00 | 5 | 0.8028
2023-06-26 02:30 | 6 | 0.80359
2023-06-26 03:00 | 7 | 1.8638
2023-06-26 03:30 | 8 | 2.5748
2023-06-26 04:00 | 9 | 2.7796
2023-06-26 04:30 | 10 | 2.829
2023-06-26 05:00 | 11 | 2.833
2023-06-26 05:30 | 12 | 2.8424
2023-06-26 06:00 | 13 | 2.873
2023-06-26 06:30 | 14 | 2.9083
2023-06-26 07:00 | 15 | 2.9334
2023-06-26 07:30 | 16 | 2.935
2023-06-26 08:00 | 17 | 2.7372
2023-06-26 08:30 | 18 | 2.2122
2023-06-26 09:00 | 19 | 1.8983
2023-06-26 09:30 | 20 | 1.8913
2023-06-26 10:00 | 21 | 1.6543
2023-06-26 10:30 | 22 | 1.6527
2023-06-26 11:00 | 23 | 0.83576
2023-06-26 11:30 | 24 | 0.80594
2023-06-26 12:00 | 1 | 0.80594
2023-06-26 12:30 | 2 | 0.80673
2023-06-26 13:00 | 3 | 0.80673
2023-06-26 13:30 | 4 | 0.80673
2023-06-26 14:00 | 5 | 0.80673
2023-06-26 14:30 | 6 | 0.80594
2023-06-26 15:00 | 7 | 1.885
2023-06-26 15:30 | 8 | 2.585
2023-06-26 16:00 | 9 | 2.7976
2023-06-26 16:30 | 10 | 2.8455
2023-06-26 17:00 | 11 | 2.8526
2023-06-26 17:30 | 12 | 2.862
2023-06-26 18:00 | 13 | 2.8479
2023-06-26 18:30 | 14 | 2.8628
2023-06-26 19:00 | 15 | 2.8604
2023-06-26 19:30 | 16 | 2.8479
2023-06-26 20:00 | 17 | 2.7294
2023-06-26 20:30 | 18 | 2.2248
2023-06-26 21:00 | 19 | 1.8779
2023-06-26 21:30 | 20 | 1.8544
2023-06-26 22:00 | 21 | 1.5397
2023-06-26 22:30 | 22 | 1.4761
2023-06-26 23:00 | 23 | 0.79339
2023-06-26 23:30 | 24 | 0.78711
2023-06-27 | 1 | 0.77848
2023-06-27 00:30 | 2 | 0.76906
2023-06-27 01:00 | 3 | 0.76357
2023-06-27 01:30 | 4 | 0.37511
2023-06-27 02:00 | 5 | 0.37511
2023-06-27 02:30 | 6 | 0.37511
2023-06-27 03:00 | 7 | 0.6741
2023-06-27 03:30 | 8 | 1.4102
2023-06-27 04:00 | 9 | 1.5507
2023-06-27 04:30 | 10 | 2.2907
2023-06-27 05:00 | 11 | 2.2852
2023-06-27 05:30 | 12 | 2.4924
2023-06-27 06:00 | 13 | 2.4955
2023-06-27 06:30 | 14 | 2.5646
2023-06-27 07:00 | 15 | 2.6101
2023-06-27 07:30 | 16 | 2.417
2023-06-27 08:00 | 17 | 2.0898
2023-06-27 08:30 | 18 | 0.97466
2023-06-27 09:00 | 19 | 0.66783
2023-06-27 09:30 | 20 | 0.68195
2023-06-27 10:00 | 21 | 0.45202
2023-06-27 10:30 | 22 | 0.44025
2023-06-27 11:00 | 23 | 0.38924
2023-06-27 11:30 | 24 | 0.38924
2023-06-27 12:00 | 1 | 0.38924
2023-06-27 12:30 | 2 | 0.38924
2023-06-27 13:00 | 3 | 0.38924
2023-06-27 13:30 | 4 | 0.38924
2023-06-27 14:00 | 5 | 0.38924
2023-06-27 14:30 | 6 | 0.38924
2023-06-27 15:00 | 7 | 0.67489
2023-06-27 15:30 | 8 | 1.422
2023-06-27 16:00 | 9 | 1.5507
2023-06-27 16:30 | 10 | 2.2962
2023-06-27 17:00 | 11 | 2.3817
2023-06-27 17:30 | 12 | 2.5308
2023-06-27 18:00 | 13 | 2.6226
2023-06-27 18:30 | 14 | 2.6289
2023-06-27 19:00 | 15 | 2.6187
2023-06-27 19:30 | 16 | 2.5756
2023-06-27 20:00 | 17 | 2.2585
2023-06-27 20:30 | 18 | 1.6284
2023-06-27 21:00 | 19 | 0.66783
2023-06-27 21:30 | 20 | 0.68195
2023-06-27 22:00 | 21 | 0.45123
2023-06-27 22:30 | 22 | 0.44025
2023-06-27 23:00 | 23 | 0.38924
2023-06-27 23:30 | 24 | 0.38924
2023-06-28 | 1 | 0.38924
2023-06-28 00:30 | 2 | 0.38924
2023-06-28 01:00 | 3 | 0.38924
2023-06-28 01:30 | 4 | 0.38924
2023-06-28 02:00 | 5 | 0.38924
2023-06-28 02:30 | 6 | 0.38924
2023-06-28 03:00 | 7 | 0.6741
2023-06-28 03:30 | 8 | 1.4126
2023-06-28 04:00 | 9 | 1.5499
2023-06-28 04:30 | 10 | 2.5889
2023-06-28 05:00 | 11 | 2.6101
2023-06-28 05:30 | 12 | 2.7066
2023-06-28 06:00 | 13 | 2.7082
2023-06-28 06:30 | 14 | 2.7286
2023-06-28 07:00 | 15 | 2.7419
2023-06-28 07:30 | 16 | 2.7286
2023-06-28 08:00 | 17 | 2.5999
2023-06-28 08:30 | 18 | 2.1031
2023-06-28 09:00 | 19 | 1.7775
2023-06-28 09:30 | 20 | 1.7853
2023-06-28 10:00 | 21 | 1.5483
2023-06-28 10:30 | 22 | 1.5342
2023-06-28 11:00 | 23 | 0.81536
2023-06-28 11:30 | 24 | 0.79574
2023-06-28 12:00 | 1 | 0.69529
2023-06-28 12:30 | 2 | 0.68666
2023-06-28 13:00 | 3 | 0.68666
2023-06-28 13:30 | 4 | 0.27702
2023-06-28 14:00 | 5 | 0.29036
2023-06-28 14:30 | 6 | 0.29036
2023-06-28 15:00 | 7 | 0.29036
2023-06-28 15:30 | 8 | 0.29036
2023-06-28 16:00 | 9 | 0.29036
2023-06-28 16:30 | 10 | 0.86087
2023-06-28 17:00 | 11 | 0.66704
2023-06-28 17:30 | 12 | 0.71805
2023-06-28 18:00 | 13 | 0.74473
2023-06-28 18:30 | 14 | 0.76906
2023-06-28 19:00 | 15 | 0.78004
2023-06-28 19:30 | 16 | 0.73845
2023-06-28 20:00 | 17 | 0.70863
2023-06-28 20:30 | 18 | 0.27702
2023-06-28 21:00 | 19 | 0.27702
2023-06-28 21:30 | 20 | 0.27702
2023-06-28 22:00 | 21 | 0.29114
2023-06-28 22:30 | 22 | 0.29114
2023-06-28 23:00 | 23 | 0.29114
2023-06-28 23:30 | 24 | 0.29114
2023-06-29 | 1 | 0.29114
2023-06-29 00:30 | 2 | 0.29114
2023-06-29 01:00 | 3 | 0.29114
2023-06-29 01:30 | 4 | 0.29114
2023-06-29 02:00 | 5 | 0.29114
2023-06-29 02:30 | 6 | 0.29114
2023-06-29 03:00 | 7 | 0.29114
2023-06-29 03:30 | 8 | 0.29114
2023-06-29 04:00 | 9 | 0.29114
2023-06-29 04:30 | 10 | 0.86244
2023-06-29 05:00 | 11 | 0.68195
2023-06-29 05:30 | 12 | 0.762
2023-06-29 06:00 | 13 | 0.81379
2023-06-29 06:30 | 14 | 0.82321
2023-06-29 07:00 | 15 | 0.82399
2023-06-29 07:30 | 16 | 0.78161
2023-06-29 08:00 | 17 | 0.74316
2023-06-29 08:30 | 18 | 0.67567
2023-06-29 09:00 | 19 | 0.66861
2023-06-29 09:30 | 20 | 0.66704
2023-06-29 10:00 | 21 | 0.66312
2023-06-29 10:30 | 22 | 0.27702
2023-06-29 11:00 | 23 | 0.67881
2023-06-29 11:30 | 24 | 0.27702
2023-06-29 12:00 | 1 | 0.29036
2023-06-29 12:30 | 2 | 0.29036
2023-06-29 13:00 | 3 | 0.29036
2023-06-29 13:30 | 4 | 0.29036
2023-06-29 14:00 | 5 | 0.29036
2023-06-29 14:30 | 6 | 0.85617
2023-06-29 15:00 | 7 | 0.67724
2023-06-29 15:30 | 8 | 0.68587
2023-06-29 16:00 | 9 | 0.69215
2023-06-29 16:30 | 10 | 0.69058
2023-06-29 17:00 | 11 | 0.69686
2023-06-29 17:30 | 12 | 0.69765
2023-06-29 18:00 | 13 | 0.70628
2023-06-29 18:30 | 14 | 0.70157
2023-06-29 19:00 | 15 | 0.70157
2023-06-29 19:30 | 16 | 0.70157
2023-06-29 20:00 | 17 | 0.70157
2023-06-29 20:30 | 18 | 0.70157
2023-06-29 21:00 | 19 | 0.7
2023-06-29 21:30 | 20 | 0.70078
2023-06-29 22:00 | 21 | 0.68666
2023-06-29 22:30 | 22 | 0.67253
2023-06-29 23:00 | 23 | 0.66861
2023-06-29 23:30 | 24 | 0.66861
2023-06-30 | 1 | 0.76749
2023-06-30 00:30 | 2 | 0.76357
2023-06-30 01:00 | 3 | 0.762
2023-06-30 01:30 | 4 | 0.762
2023-06-30 02:00 | 5 | 0.75964
2023-06-30 02:30 | 6 | 0.38924
2023-06-30 03:00 | 7 | 0.6741
2023-06-30 03:30 | 8 | 1.411
2023-06-30 04:00 | 9 | 1.5507
2023-06-30 04:30 | 10 | 2.2907
2023-06-30 05:00 | 11 | 2.195
2023-06-30 05:30 | 12 | 2.1879
2023-06-30 06:00 | 13 | 2.3009
2023-06-30 06:30 | 14 | 2.461
2023-06-30 07:00 | 15 | 2.4516
2023-06-30 07:30 | 16 | 2.4908
2023-06-30 08:00 | 17 | 2.1557
2023-06-30 08:30 | 18 | 1.6346
2023-06-30 09:00 | 19 | 1.2737
2023-06-30 09:30 | 20 | 0.68195
2023-06-30 10:00 | 21 | 0.45123
2023-06-30 10:30 | 22 | 0.44025
2023-06-30 11:00 | 23 | 0.38924
2023-06-30 11:30 | 24 | 0.38924
2023-06-30 12:00 | 1 | 0.38924
2023-06-30 12:30 | 2 | 0.38924
2023-06-30 13:00 | 3 | 0.38924
2023-06-30 13:30 | 4 | 0.38924
2023-06-30 14:00 | 5 | 0.38924
2023-06-30 14:30 | 6 | 0.38924
2023-06-30 15:00 | 7 | 0.6741
2023-06-30 15:30 | 8 | 1.4173
2023-06-30 16:00 | 9 | 1.5507
2023-06-30 16:30 | 10 | 2.3652
2023-06-30 17:00 | 11 | 2.2483
2023-06-30 17:30 | 12 | 2.5175
2023-06-30 18:00 | 13 | 2.6062
2023-06-30 18:30 | 14 | 2.6297
2023-06-30 19:00 | 15 | 2.6281
2023-06-30 19:30 | 16 | 2.6124
2023-06-30 20:00 | 17 | 2.4798
2023-06-30 20:30 | 18 | 2.0019
2023-06-30 21:00 | 19 | 1.5711
2023-06-30 21:30 | 20 | 1.5852
2023-06-30 22:00 | 21 | 1.4541
2023-06-30 22:30 | 22 | 1.3404
2023-06-30 23:00 | 23 | 0.78868
2023-06-30 23:30 | 24 | 0.78083
2023-07-01 | 1 | 0.78083
2023-07-01 00:30 | 2 | 0.78475
2023-07-01 01:00 | 3 | 0.78554
2023-07-01 01:30 | 4 | 0.78554
2023-07-01 02:00 | 5 | 0.79025
2023-07-01 02:30 | 6 | 0.79025
2023-07-01 03:00 | 7 | 1.7633
2023-07-01 03:30 | 8 | 2.5112
2023-07-01 04:00 | 9 | 2.6901
2023-07-01 04:30 | 10 | 2.7529
2023-07-01 05:00 | 11 | 2.7686
2023-07-01 05:30 | 12 | 2.7631
2023-07-01 06:00 | 13 | 2.7615
2023-07-01 06:30 | 14 | 2.7859
2023-07-01 07:00 | 15 | 2.7827
2023-07-01 07:30 | 16 | 2.7702
2023-07-01 08:00 | 17 | 2.6564
2023-07-01 08:30 | 18 | 2.1714
2023-07-01 09:00 | 19 | 1.8583
2023-07-01 09:30 | 20 | 1.8489
2023-07-01 10:00 | 21 | 1.6276
2023-07-01 10:30 | 22 | 1.6135
2023-07-01 11:00 | 23 | 0.82635
2023-07-01 11:30 | 24 | 0.79966
2023-07-01 12:00 | 1 | 0.79966
2023-07-01 12:30 | 2 | 0.80045
2023-07-01 13:00 | 3 | 0.80045
2023-07-01 13:30 | 4 | 0.80045
2023-07-01 14:00 | 5 | 0.80045
2023-07-01 14:30 | 6 | 0.79966
2023-07-01 15:00 | 7 | 1.8018
2023-07-01 15:30 | 8 | 2.5489
2023-07-01 16:00 | 9 | 2.7192
2023-07-01 16:30 | 10 | 2.7702
2023-07-01 17:00 | 11 | 2.7733
2023-07-01 17:30 | 12 | 2.7804
2023-07-01 18:00 | 13 | 2.8133
2023-07-01 18:30 | 14 | 2.8369
2023-07-01 19:00 | 15 | 2.8337
2023-07-01 19:30 | 16 | 2.8243
2023-07-01 20:00 | 17 | 2.7105
2023-07-01 20:30 | 18 | 2.2224
2023-07-01 21:00 | 19 | 1.892
2023-07-01 21:30 | 20 | 1.7728
2023-07-01 22:00 | 21 | 1.564
2023-07-01 22:30 | 22 | 1.5758
2023-07-01 23:00 | 23 | 0.82242
2023-07-01 23:30 | 24 | 0.79809
2023-07-02 | 1 | 0.69922
2023-07-02 00:30 | 2 | 0.68195
2023-07-02 01:00 | 3 | 0.67253
2023-07-02 01:30 | 4 | 0.66783
2023-07-02 02:00 | 5 | 0.66469
2023-07-02 02:30 | 6 | 0.67881
2023-07-02 03:00 | 7 | 0.29036
2023-07-02 03:30 | 8 | 0.29114
2023-07-02 04:00 | 9 | 0.29114
2023-07-02 04:30 | 10 | 0.29036
2023-07-02 05:00 | 11 | 0.29036
2023-07-02 05:30 | 12 | 0.27702
2023-07-02 06:00 | 13 | 0.27702
2023-07-02 06:30 | 14 | 0.27702
2023-07-02 07:00 | 15 | 0.27702
2023-07-02 07:30 | 16 | 0.27702
2023-07-02 08:00 | 17 | 0.29114
2023-07-02 08:30 | 18 | 0.29114
2023-07-02 09:00 | 19 | 0.29114
2023-07-02 09:30 | 20 | 0.29114
2023-07-02 10:00 | 21 | 0.29114
2023-07-02 10:30 | 22 | 0.29114
2023-07-02 11:00 | 23 | 0.29114
2023-07-02 11:30 | 24 | 0.29114

## prices
Market prices
Time | Period | Arbitrage energy price ($/MWh) | Frequency regulation capacity price ($/MWh) | Primary reserve capacity price ($/MWh) | Contingency reserve capacity price ($/MWh) | Demand response capacity price ($/MWh) | Interruptible load capacity price ($/MWh) | Demand-side energy price ($/MWh) | Frequency regulation (down) capacity price ($/MWh) | Frequency regulation energy price ($/MWh) | Frequency regulation (down) energy price ($/MWh) | Primary reserve energy price ($/MWh) | Contingency reserve energy price ($/MWh) | Demand response energy price ($/MWh) | Interruptible load energy price ($/MWh)
2023-01-01 | 1 | 0 | 0 | 0 | 0 | 0 | 0 | 190 | 0 | 0 | 0 | 0 | 0 | 0 | 0
2023-01-01 00:30 | 2 | 0 | 0 | 0 | 0 | 0 | 0 | 190 | 0 | 0 | 0 | 0 | 0 | 0 | 0
2023-01-01 01:00 | 3 | 0 | 0 | 0 | 0 | 0 | 0 | 190 | 0 | 0 | 0 | 0 | 0 | 0 | 0
2023-01-01 01:30 | 4 | 0 | 0 | 0 | 0 | 0 | 0 | 190 | 0 | 0 | 0 | 0 | 0 | 0 | 0
2023-01-01 02:00 | 5 | 0 | 0 | 0 | 0 | 0 | 0 | 190 | 0 | 0 | 0 | 0 | 0 | 0 | 0
2023-01-01 02:30 | 6 | 0 | 0 | 0 | 0 | 0 | 0 | 190 | 0 | 0 | 0 | 0 | 0 | 0 | 0
2023-01-01 03:00 | 7 | 0 | 0 | 0 | 0 | 0 | 0 | 190 | 0 | 0 | 0 | 0 | 0 | 0 | 0
2023-01-01 03:30 | 8 | 0 | 0 | 0 | 0 | 0 | 0 | 190 | 0 | 0 | 0 | 0 | 0 | 0 | 0
2023-01-01 04:00 | 9 | 0 | 0 | 0 | 0 | 0 | 0 | 190 | 0 | 0 | 0 | 0 | 0 | 0 | 0
2023-01-01 04:30 | 10 | 0 | 0 | 0 | 0 | 0 | 0 | 190 | 0 | 0 | 0 | 0 | 0 | 0 | 0
2023-01-01 05:00 | 11 | 0 | 0 | 0 | 0 | 0 | 0 | 190 | 0 | 0 | 0 | 0 | 0 | 0 | 0
2023-01-01 05:30 | 12 | 0 | 0 | 0 | 0 | 0 | 0 | 290 | 0 | 0 | 0 | 0 | 0 | 0 | 0
2023-01-01 06:00 | 13 | 0 | 0 | 0 | 0 | 0 | 0 | 290 | 0 | 0 | 0 | 0 | 0 | 0 | 0
2023-01-01 06:30 | 14 | 0 | 0 | 0 | 0 | 0 | 0 | 290 | 0 | 0 | 0 | 0 | 0 | 0 | 0
2023-01-01 07:00 | 15 | 0 | 0 | 0 | 0 | 0 | 0 | 290 | 0 | 0 | 0 | 0 | 0 | 0 | 0
2023-01-01 07:30 | 16 | 0 | 0 | 0 | 0 | 0 | 0 | 290 | 0 | 0 | 0 | 0 | 0 | 0 | 0
2023-01-01 08:00 | 17 | 0 | 0 | 0 | 0 | 0 | 0 | 290 | 0 | 0 | 0 | 0 | 0 | 0 | 0
2023-01-01 08:30 | 18 | 0 | 0 | 0 | 0 | 0 | 0 | 290 | 0 | 0 | 0 | 0 | 0 | 0 | 0
2023-01-01 09:00 | 19 | 0 | 0 | 0 | 0 | 0 | 0 | 290 | 0 | 0 | 0 | 0 | 0 | 0 | 0
2023-01-01 09:30 | 20 | 0 | 0 | 0 | 0 | 0 | 0 | 290 | 0 | 0 | 0 | 0 | 0 | 0 | 0
2023-01-01 10:00 | 21 | 0 | 0 | 0 | 0 | 0 | 0 | 190 | 0 | 0 | 0 | 0 | 0 | 0 | 0
2023-01-01 10:30 | 22 | 0 | 0 | 0 | 0 | 0 | 0 | 190 | 0 | 0 | 0 | 0 | 0 | 0 | 0
2023-01-01 11:00 | 23 | 0 | 0 | 0 | 0 | 0 | 0 | 190 | 0 | 0 | 0 | 0 | 0 | 0 | 0
2023-01-01 11:30 | 24 | 0 | 0 | 0 | 0 | 0 | 0 | 190 | 0 | 0 | 0 | 0 | 0 | 0 | 0
2023-01-01 12:00 | 1 | 0 | 0 | 0 | 0 | 0 | 0 | 190 | 0 | 0 | 0 | 0 | 0 | 0 | 0
2023-01-01 12:30 | 2 | 0 | 0 | 0 | 0 | 0 | 0 | 190 | 0 | 0 | 0 | 0 | 0 | 0 | 0
2023-01-01 13:00 | 3 | 0 | 0 | 0 | 0 | 0 | 0 | 190 | 0 | 0 | 0 | 0 | 0 | 0 | 0
2023-01-01 13:30 | 4 | 0 | 0 | 0 | 0 | 0 | 0 | 190 | 0 | 0 | 0 | 0 | 0 | 0 | 0
2023-01-01 14:00 | 5 | 0 | 0 | 0 | 0 | 0 | 0 | 190 | 0 | 0 | 0 | 0 | 0 | 0 | 0
2023-01-01 14:30 | 6 | 0 | 0 | 0 | 0 | 0 | 0 | 190 | 0 | 0 | 0 | 0 | 0 | 0 | 0
2023-01-01 15:00 | 7 | 0 | 0 | 0 | 0 | 0 | 0 | 190 | 0 | 0 | 0 | 0 | 0 | 0 | 0
2023-01-01 15:30 | 8 | 0 | 0 | 0 | 0 | 0 | 0 | 190 | 0 | 0 | 0 | 0 | 0 | 0 | 0
2023-01-01 16:00 | 9 | 0 | 0 | 0 | 0 | 0 | 0 | 190 | 0 | 0 | 0 | 0 | 0 | 0 | 0
2023-01-01 16:30 | 10 | 0 | 0 | 0 | 0 | 0 | 0 | 190 | 0 | 0 | 0 | 0 | 0 | 0 | 0
2023-01-01 17:00 | 11 | 0 | 0 | 0 | 0 | 0 | 0 | 190 | 0 | 0 | 0 | 0 | 0 | 0 | 0
2023-01-01 17:30 | 12 | 0 | 0 | 0 | 0 | 0 | 0 | 290 | 0 | 0 | 0 | 0 | 0 | 0 | 0
2023-01-01 18:00 | 13 | 0 | 0 | 0 | 0 | 0 | 0 | 290 | 0 | 0 | 0 | 0 | 0 | 0 | 0
2023-01-01 18:30 | 14 | 0 | 0 | 0 | 0 | 0 | 0 | 290 | 0 | 0 | 0 | 0 | 0 | 0 | 0
2023-01-01 19:00 | 15 | 0 | 0 | 0 | 0 | 0 | 0 | 290 | 0 | 0 | 0 | 0 | 0 | 0 | 0
2023-01-01 19:30 | 16 | 0 | 0 | 0 | 0 | 0 | 0 | 290 | 0 | 0 | 0 | 0 | 0 | 0 | 0
2023-01-01 20:00 | 17 | 0 | 0 | 0 | 0 | 0 | 0 | 290 | 0 | 0 | 0 | 0 | 0 | 0 | 0
2023-01-01 20:30 | 18 | 0 | 0 | 0 | 0 | 0 | 0 | 290 | 0 | 0 | 0 | 0 | 0 | 0 | 0
2023-01-01 21:00 | 19 | 0 | 0 | 0 | 0 | 0 | 0 | 290 | 0 | 0 | 0 | 0 | 0 | 0 | 0
2023-01-01 21:30 | 20 | 0 | 0 | 0 | 0 | 0 | 0 | 290 | 0 | 0 | 0 | 0 | 0 | 0 | 0
2023-01-01 22:00 | 21 | 0 | 0 | 0 | 0 | 0 | 0 | 190 | 0 | 0 | 0 | 0 | 0 | 0 | 0
2023-01-01 22:30 | 22 | 0 | 0 | 0 | 0 | 0 | 0 | 190 | 0 | 0 | 0 | 0 | 0 | 0 | 0
2023-01-01 23:00 | 23 | 0 | 0 | 0 | 0 | 0 | 0 | 190 | 0 | 0 | 0 | 0 | 0 | 0 | 0
2023-01-01 23:30 | 24 | 0 | 0 | 0 | 0 | 0 | 0 | 190 | 0 | 0 | 0 | 0 | 0 | 0 | 0
2023-01-02 | 1 | 0 | 0 | 0 | 0 | 0 | 0 | 190 | 0 | 0 | 0 | 0 | 0 | 0 | 0
2023-01-02 00:30 | 2 | 0 | 0 | 0 | 0 | 0 | 0 | 190 | 0 | 0 | 0 | 0 | 0 | 0 | 0
2023-01-02 01:00 | 3 | 0 | 0 | 0 | 0 | 0 | 0 | 190 | 0 | 0 | 0 | 0 | 0 | 0 | 0
2023-01-02 01:30 | 4 | 0 | 0 | 0 | 0 | 0 | 0 | 190 | 0 | 0 | 0 | 0 | 0 | 0 | 0
2023-01-02 02:00 | 5 | 0 | 0 | 0 | 0 | 0 | 0 | 190 | 0 | 0 | 0 | 0 | 0 | 0 | 0
2023-01-02 02:30 | 6 | 0 | 0 | 0 | 0 | 0 | 0 | 190 | 0 | 0 | 0 | 0 | 0 | 0 | 0
2023-01-02 03:00 | 7 | 0 | 0 | 0 | 0 | 0 | 0 | 190 | 0 | 0 | 0 | 0 | 0 | 0 | 0
2023-01-02 03:30 | 8 | 0 | 0 | 0 | 0 | 0 | 0 | 190 | 0 | 0 | 0 | 0 | 0 | 0 | 0
2023-01-02 04:00 | 9 | 0 | 0 | 0 | 0 | 0 | 0 | 190 | 0 | 0 | 0 | 0 | 0 | 0 | 0
2023-01-02 04:30 | 10 | 0 | 0 | 0 | 0 | 0 | 0 | 190 | 0 | 0 | 0 | 0 | 0 | 0 | 0
2023-01-02 05:00 | 11 | 0 | 0 | 0 | 0 | 0 | 0 | 190 | 0 | 0 | 0 | 0 | 0 | 0 | 0
2023-01-02 05:30 | 12 | 0 | 0 | 0 | 0 | 0 | 0 | 290 | 0 | 0 | 0 | 0 | 0 | 0 | 0
2023-01-02 06:00 | 13 | 0 | 0 | 0 | 0 | 0 | 0 | 290 | 0 | 0 | 0 | 0 | 0 | 0 | 0
2023-01-02 06:30 | 14 | 0 | 0 | 0 | 0 | 0 | 0 | 290 | 0 | 0 | 0 | 0 | 0 | 0 | 0
2023-01-02 07:00 | 15 | 0 | 0 | 0 | 0 | 0 | 0 | 290 | 0 | 0 | 0 | 0 | 0 | 0 | 0
2023-01-02 07:30 | 16 | 0 | 0 | 0 | 0 | 0 | 0 | 290 | 0 | 0 | 0 | 0 | 0 | 0 | 0
2023-01-02 08:00 | 17 | 0 | 0 | 0 | 0 | 0 | 0 | 290 | 0 | 0 | 0 | 0 | 0 | 0 | 0
2023-01-02 08:30 | 18 | 0 | 0 | 0 | 0 | 0 | 0 | 290 | 0 | 0 | 0 | 0 | 0 | 0 | 0
2023-01-02 09:00 | 19 | 0 | 0 | 0 | 0 | 0 | 0 | 290 | 0 | 0 | 0 | 0 | 0 | 0 | 0
2023-01-02 09:30 | 20 | 0 | 0 | 0 | 0 | 0 | 0 | 290 | 0 | 0 | 0 | 0 | 0 | 0 | 0
2023-01-02 10:00 | 21 | 0 | 0 | 0 | 0 | 0 | 0 | 190 | 0 | 0 | 0 | 0 | 0 | 0 | 0
2023-01-02 10:30 | 22 | 0 | 0 | 0 | 0 | 0 | 0 | 190 | 0 | 0 | 0 | 0 | 0 | 0 | 0
2023-01-02 11:00 | 23 | 0 | 0 | 0 | 0 | 0 | 0 | 190 | 0 | 0 | 0 | 0 | 0 | 0 | 0
2023-01-02 11:30 | 24 | 0 | 0 | 0 | 0 | 0 | 0 | 190 | 0 | 0 | 0 | 0 | 0 | 0 | 0
2023-01-02 12:00 | 1 | 0 | 0 | 0 | 0 | 0 | 0 | 190 | 0 | 0 | 0 | 0 | 0 | 0 | 0
2023-01-02 12:30 | 2 | 0 | 0 | 0 | 0 | 0 | 0 | 190 | 0 | 0 | 0 | 0 | 0 | 0 | 0
2023-01-02 13:00 | 3 | 0 | 0 | 0 | 0 | 0 | 0 | 190 | 0 | 0 | 0 | 0 | 0 | 0 | 0
2023-01-02 13:30 | 4 | 0 | 0 | 0 | 0 | 0 | 0 | 190 | 0 | 0 | 0 | 0 | 0 | 0 | 0
2023-01-02 14:00 | 5 | 0 | 0 | 0 | 0 | 0 | 0 | 190 | 0 | 0 | 0 | 0 | 0 | 0 | 0
2023-01-02 14:30 | 6 | 0 | 0 | 0 | 0 | 0 | 0 | 190 | 0 | 0 | 0 | 0 | 0 | 0 | 0
2023-01-02 15:00 | 7 | 0 | 0 | 0 | 0 | 0 | 0 | 190 | 0 | 0 | 0 | 0 | 0 | 0 | 0
2023-01-02 15:30 | 8 | 0 | 0 | 0 | 0 | 0 | 0 | 190 | 0 | 0 | 0 | 0 | 0 | 0 | 0
2023-01-02 16:00 | 9 | 0 | 0 | 0 | 0 | 0 | 0 | 190 | 0 | 0 | 0 | 0 | 0 | 0 | 0
2023-01-02 16:30 | 10 | 0 | 0 | 0 | 0 | 0 | 0 | 190 | 0 | 0 | 0 | 0 | 0 | 0 | 0
2023-01-02 17:00 | 11 | 0 | 0 | 0 | 0 | 0 | 0 | 190 | 0 | 0 | 0 | 0 | 0 | 0 | 0
2023-01-02 17:30 | 12 | 0 | 0 | 0 | 0 | 0 | 0 | 290 | 0 | 0 | 0 | 0 | 0 | 0 | 0
2023-01-02 18:00 | 13 | 0 | 0 | 0 | 0 | 0 | 0 | 290 | 0 | 0 | 0 | 0 | 0 | 0 | 0
2023-01-02 18:30 | 14 | 0 | 0 | 0 | 0 | 0 | 0 | 290 | 0 | 0 | 0 | 0 | 0 | 0 | 0
2023-01-02 19:00 | 15 | 0 | 0 | 0 | 0 | 0 | 0 | 290 | 0 | 0 | 0 | 0 | 0 | 0 | 0
2023-01-02 19:30 | 16 | 0 | 0 | 0 | 0 | 0 | 0 | 290 | 0 | 0 | 0 | 0 | 0 | 0 | 0
2023-01-02 20:00 | 17 | 0 | 0 | 0 | 0 | 0 | 0 | 290 | 0 | 0 | 0 | 0 | 0 | 0 | 0
2023-01-02 20:30 | 18 | 0 | 0 | 0 | 0 | 0 | 0 | 290 | 0 | 0 | 0 | 0 | 0 | 0 | 0
2023-01-02 21:00 | 19 | 0 | 0 | 0 | 0 | 0 | 0 | 290 | 0 | 0 | 0 | 0 | 0 | 0 | 0
2023-01-02 21:30 | 20 | 0 | 0 | 0 | 0 | 0 | 0 | 290 | 0 | 0 | 0 | 0 | 0 | 0 | 0
2023-01-02 22:00 | 21 | 0 | 0 | 0 | 0 | 0 | 0 | 190 | 0 | 0 | 0 | 0 | 0 | 0 | 0
2023-01-02 22:30 | 22 | 0 | 0 | 0 | 0 | 0 | 0 | 190 | 0 | 0 | 0 | 0 | 0 | 0 | 0
2023-01-02 23:00 | 23 | 0 | 0 | 0 | 0 | 0 | 0 | 190 | 0 | 0 | 0 | 0 | 0 | 0 | 0
2023-01-02 23:30 | 24 | 0 | 0 | 0 | 0 | 0 | 0 | 190 | 0 | 0 | 0 | 0 | 0 | 0 | 0
2023-01-03 | 1 | 0 | 0 | 0 | 0 | 0 | 0 | 190 | 0 | 0 | 0 | 0 | 0 | 0 | 0
2023-01-03 00:30 | 2 | 0 | 0 | 0 | 0 | 0 | 0 | 190 | 0 | 0 | 0 | 0 | 0 | 0 | 0
2023-01-03 01:00 | 3 | 0 | 0 | 0 | 0 | 0 | 0 | 190 | 0 | 0 | 0 | 0 | 0 | 0 | 0
2023-01-03 01:30 | 4 | 0 | 0 | 0 | 0 | 0 | 0 | 190 | 0 | 0 | 0 | 0 | 0 | 0 | 0
2023-01-03 02:00 | 5 | 0 | 0 | 0 | 0 | 0 | 0 | 190 | 0 | 0 | 0 | 0 | 0 | 0 | 0
2023-01-03 02:30 | 6 | 0 | 0 | 0 | 0 | 0 | 0 | 190 | 0 | 0 | 0 | 0 | 0 | 0 | 0
2023-01-03 03:00 | 7 | 0 | 0 | 0 | 0 | 0 | 0 | 190 | 0 | 0 | 0 | 0 | 0 | 0 | 0
2023-01-03 03:30 | 8 | 0 | 0 | 0 | 0 | 0 | 0 | 190 | 0 | 0 | 0 | 0 | 0 | 0 | 0
2023-01-03 04:00 | 9 | 0 | 0 | 0 | 0 | 0 | 0 | 190 | 0 | 0 | 0 | 0 | 0 | 0 | 0
2023-01-03 04:30 | 10 | 0 | 0 | 0 | 0 | 0 | 0 | 190 | 0 | 0 | 0 | 0 | 0 | 0 | 0
2023-01-03 05:00 | 11 | 0 | 0 | 0 | 0 | 0 | 0 | 190 | 0 | 0 | 0 | 0 | 0 | 0 | 0
2023-01-03 05:30 | 12 | 0 | 0 | 0 | 0 | 0 | 0 | 290 | 0 | 0 | 0 | 0 | 0 | 0 | 0
2023-01-03 06:00 | 13 | 0 | 0 | 0 | 0 | 0 | 0 | 290 | 0 | 0 | 0 | 0 | 0 | 0 | 0
2023-01-03 06:30 | 14 | 0 | 0 | 0 | 0 | 0 | 0 | 290 | 0 | 0 | 0 | 0 | 0 | 0 | 0
2023-01-03 07:00 | 15 | 0 | 0 | 0 | 0 | 0 | 0 | 290 | 0 | 0 | 0 | 0 | 0 | 0 | 0
2023-01-03 07:30 | 16 | 0 | 0 | 0 | 0 | 0 | 0 | 290 | 0 | 0 | 0 | 0 | 0 | 0 | 0
2023-01-03 08:00 | 17 | 0 | 0 | 0 | 0 | 0 | 0 | 290 | 0 | 0 | 0 | 0 | 0 | 0 | 0
2023-01-03 08:30 | 18 | 0 | 0 | 0 | 0 | 0 | 0 | 290 | 0 | 0 | 0 | 0 | 0 | 0 | 0
2023-01-03 09:00 | 19 | 0 | 0 | 0 | 0 | 0 | 0 | 290 | 0 | 0 | 0 | 0 | 0 | 0 | 0
2023-01-03 09:30 | 20 | 0 | 0 | 0 | 0 | 0 | 0 | 290 | 0 | 0 | 0 | 0 | 0 | 0 | 0
2023-01-03 10:00 | 21 | 0 | 0 | 0 | 0 | 0 | 0 | 190 | 0 | 0 | 0 | 0 | 0 | 0 | 0
2023-01-03 10:30 | 22 | 0 | 0 | 0 | 0 | 0 | 0 | 190 | 0 | 0 | 0 | 0 | 0 | 0 | 0
2023-01-03 11:00 | 23 | 0 | 0 | 0 | 0 | 0 | 0 | 190 | 0 | 0 | 0 | 0 | 0 | 0 | 0
2023-01-03 11:30 | 24 | 0 | 0 | 0 | 0 | 0 | 0 | 190 | 0 | 0 | 0 | 0 | 0 | 0 | 0
2023-01-03 12:00 | 1 | 0 | 0 | 0 | 0 | 0 | 0 | 190 | 0 | 0 | 0 | 0 | 0 | 0 | 0
2023-01-03 12:30 | 2 | 0 | 0 | 0 | 0 | 0 | 0 | 190 | 0 | 0 | 0 | 0 | 0 | 0 | 0
2023-01-03 13:00 | 3 | 0 | 0 | 0 | 0 | 0 | 0 | 190 | 0 | 0 | 0 | 0 | 0 | 0 | 0
2023-01-03 13:30 | 4 | 0 | 0 | 0 | 0 | 0 | 0 | 190 | 0 | 0 | 0 | 0 | 0 | 0 | 0
2023-01-03 14:00 | 5 | 0 | 0 | 0 | 0 | 0 | 0 | 190 | 0 | 0 | 0 | 0 | 0 | 0 | 0
2023-01-03 14:30 | 6 | 0 | 0 | 0 | 0 | 0 | 0 | 190 | 0 | 0 | 0 | 0 | 0 | 0 | 0
2023-01-03 15:00 | 7 | 0 | 0 | 0 | 0 | 0 | 0 | 190 | 0 | 0 | 0 | 0 | 0 | 0 | 0
2023-01-03 15:30 | 8 | 0 | 0 | 0 | 0 | 0 | 0 | 190 | 0 | 0 | 0 | 0 | 0 | 0 | 0
2023-01-03 16:00 | 9 | 0 | 0 | 0 | 0 | 0 | 0 | 190 | 0 | 0 | 0 | 0 | 0 | 0 | 0
2023-01-03 16:30 | 10 | 0 | 0 | 0 | 0 | 0 | 0 | 190 | 0 | 0 | 0 | 0 | 0 | 0 | 0
2023-01-03 17:00 | 11 | 0 | 0 | 0 | 0 | 0 | 0 | 190 | 0 | 0 | 0 | 0 | 0 | 0 | 0
2023-01-03 17:30 | 12 | 0 | 0 | 0 | 0 | 0 | 0 | 290 | 0 | 0 | 0 | 0 | 0 | 0 | 0
2023-01-03 18:00 | 13 | 0 | 0 | 0 | 0 | 0 | 0 | 290 | 0 | 0 | 0 | 0 | 0 | 0 | 0
2023-01-03 18:30 | 14 | 0 | 0 | 0 | 0 | 0 | 0 | 290 | 0 | 0 | 0 | 0 | 0 | 0 | 0
2023-01-03 19:00 | 15 | 0 | 0 | 0 | 0 | 0 | 0 | 290 | 0 | 0 | 0 | 0 | 0 | 0 | 0
2023-01-03 19:30 | 16 | 0 | 0 | 0 | 0 | 0 | 0 | 290 | 0 | 0 | 0 | 0 | 0 | 0 | 0
2023-01-03 20:00 | 17 | 0 | 0 | 0 | 0 | 0 | 0 | 290 | 0 | 0 | 0 | 0 | 0 | 0 | 0
2023-01-03 20:30 | 18 | 0 | 0 | 0 | 0 | 0 | 0 | 290 | 0 | 0 | 0 | 0 | 0 | 0 | 0
2023-01-03 21:00 | 19 | 0 | 0 | 0 | 0 | 0 | 0 | 290 | 0 | 0 | 0 | 0 | 0 | 0 | 0
2023-01-03 21:30 | 20 | 0 | 0 | 0 | 0 | 0 | 0 | 290 | 0 | 0 | 0 | 0 | 0 | 0 | 0
2023-01-03 22:00 | 21 | 0 | 0 | 0 | 0 | 0 | 0 | 190 | 0 | 0 | 0 | 0 | 0 | 0 | 0
2023-01-03 22:30 | 22 | 0 | 0 | 0 | 0 | 0 | 0 | 190 | 0 | 0 | 0 | 0 | 0 | 0 | 0
2023-01-03 23:00 | 23 | 0 | 0 | 0 | 0 | 0 | 0 | 190 | 0 | 0 | 0 | 0 | 0 | 0 | 0
2023-01-03 23:30 | 24 | 0 | 0 | 0 | 0 | 0 | 0 | 190 | 0 | 0 | 0 | 0 | 0 | 0 | 0
2023-01-04 | 1 | 0 | 0 | 0 | 0 | 0 | 0 | 190 | 0 | 0 | 0 | 0 | 0 | 0 | 0
2023-01-04 00:30 | 2 | 0 | 0 | 0 | 0 | 0 | 0 | 190 | 0 | 0 | 0 | 0 | 0 | 0 | 0
2023-01-04 01:00 | 3 | 0 | 0 | 0 | 0 | 0 | 0 | 190 | 0 | 0 | 0 | 0 | 0 | 0 | 0
2023-01-04 01:30 | 4 | 0 | 0 | 0 | 0 | 0 | 0 | 190 | 0 | 0 | 0 | 0 | 0 | 0 | 0
2023-01-04 02:00 | 5 | 0 | 0 | 0 | 0 | 0 | 0 | 190 | 0 | 0 | 0 | 0 | 0 | 0 | 0
2023-01-04 02:30 | 6 | 0 | 0 | 0 | 0 | 0 | 0 | 190 | 0 | 0 | 0 | 0 | 0 | 0 | 0
2023-01-04 03:00 | 7 | 0 | 0 | 0 | 0 | 0 | 0 | 190 | 0 | 0 | 0 | 0 | 0 | 0 | 0
2023-01-04 03:30 | 8 | 0 | 0 | 0 | 0 | 0 | 0 | 190 | 0 | 0 | 0 | 0 | 0 | 0 | 0
2023-01-04 04:00 | 9 | 0 | 0 | 0 | 0 | 0 | 0 | 190 | 0 | 0 | 0 | 0 | 0 | 0 | 0
2023-01-04 04:30 | 10 | 0 | 0 | 0 | 0 | 0 | 0 | 190 | 0 | 0 | 0 | 0 | 0 | 0 | 0
2023-01-04 05:00 | 11 | 0 | 0 | 0 | 0 | 0 | 0 | 190 | 0 | 0 | 0 | 0 | 0 | 0 | 0
2023-01-04 05:30 | 12 | 0 | 0 | 0 | 0 | 0 | 0 | 290 | 0 | 0 | 0 | 0 | 0 | 0 | 0
2023-01-04 06:00 | 13 | 0 | 0 | 0 | 0 | 0 | 0 | 290 | 0 | 0 | 0 | 0 | 0 | 0 | 0
2023-01-04 06:30 | 14 | 0 | 0 | 0 | 0 | 0 | 0 | 290 | 0 | 0 | 0 | 0 | 0 | 0 | 0
2023-01-04 07:00 | 15 | 0 | 0 | 0 | 0 | 0 | 0 | 290 | 0 | 0 | 0 | 0 | 0 | 0 | 0
2023-01-04 07:30 | 16 | 0 | 0 | 0 | 0 | 0 | 0 | 290 | 0 | 0 | 0 | 0 | 0 | 0 | 0
2023-01-04 08:00 | 17 | 0 | 0 | 0 | 0 | 0 | 0 | 290 | 0 | 0 | 0 | 0 | 0 | 0 | 0
2023-01-04 08:30 | 18 | 0 | 0 | 0 | 0 | 0 | 0 | 290 | 0 | 0 | 0 | 0 | 0 | 0 | 0
2023-01-04 09:00 | 19 | 0 | 0 | 0 | 0 | 0 | 0 | 290 | 0 | 0 | 0 | 0 | 0 | 0 | 0
2023-01-04 09:30 | 20 | 0 | 0 | 0 | 0 | 0 | 0 | 290 | 0 | 0 | 0 | 0 | 0 | 0 | 0
2023-01-04 10:00 | 21 | 0 | 0 | 0 | 0 | 0 | 0 | 190 | 0 | 0 | 0 | 0 | 0 | 0 | 0
2023-01-04 10:30 | 22 | 0 | 0 | 0 | 0 | 0 | 0 | 190 | 0 | 0 | 0 | 0 | 0 | 0 | 0
2023-01-04 11:00 | 23 | 0 | 0 | 0 | 0 | 0 | 0 | 190 | 0 | 0 | 0 | 0 | 0 | 0 | 0
2023-01-04 11:30 | 24 | 0 | 0 | 0 | 0 | 0 | 0 | 190 | 0 | 0 | 0 | 0 | 0 | 0 | 0
2023-01-04 12:00 | 1 | 0 | 0 | 0 | 0 | 0 | 0 | 190 | 0 | 0 | 0 | 0 | 0 | 0 | 0
2023-01-04 12:30 | 2 | 0 | 0 | 0 | 0 | 0 | 0 | 190 | 0 | 0 | 0 | 0 | 0 | 0 | 0
2023-01-04 13:00 | 3 | 0 | 0 | 0 | 0 | 0 | 0 | 190 | 0 | 0 | 0 | 0 | 0 | 0 | 0
2023-01-04 13:30 | 4 | 0 | 0 | 0 | 0 | 0 | 0 | 190 | 0 | 0 | 0 | 0 | 0 | 0 | 0
2023-01-04 14:00 | 5 | 0 | 0 | 0 | 0 | 0 | 0 | 190 | 0 | 0 | 0 | 0 | 0 | 0 | 0
2023-01-04 14:30 | 6 | 0 | 0 | 0 | 0 | 0 | 0 | 190 | 0 | 0 | 0 | 0 | 0 | 0 | 0
2023-01-04 15:00 | 7 | 0 | 0 | 0 | 0 | 0 | 0 | 190 | 0 | 0 | 0 | 0 | 0 | 0 | 0
2023-01-04 15:30 | 8 | 0 | 0 | 0 | 0 | 0 | 0 | 190 | 0 | 0 | 0 | 0 | 0 | 0 | 0
2023-01-04 16:00 | 9 | 0 | 0 | 0 | 0 | 0 | 0 | 190 | 0 | 0 | 0 | 0 | 0 | 0 | 0
2023-01-04 16:30 | 10 | 0 | 0 | 0 | 0 | 0 | 0 | 190 | 0 | 0 | 0 | 0 | 0 | 0 | 0
2023-01-04 17:00 | 11 | 0 | 0 | 0 | 0 | 0 | 0 | 190 | 0 | 0 | 0 | 0 | 0 | 0 | 0
2023-01-04 17:30 | 12 | 0 | 0 | 0 | 0 | 0 | 0 | 290 | 0 | 0 | 0 | 0 | 0 | 0 | 0
2023-01-04 18:00 | 13 | 0 | 0 | 0 | 0 | 0 | 0 | 290 | 0 | 0 | 0 | 0 | 0 | 0 | 0
2023-01-04 18:30 | 14 | 0 | 0 | 0 | 0 | 0 | 0 | 290 | 0 | 0 | 0 | 0 | 0 | 0 | 0
2023-01-04 19:00 | 15 | 0 | 0 | 0 | 0 | 0 | 0 | 290 | 0 | 0 | 0 | 0 | 0 | 0 | 0
2023-01-04 19:30 | 16 | 0 | 0 | 0 | 0 | 0 | 0 | 290 | 0 | 0 | 0 | 0 | 0 | 0 | 0
2023-01-04 20:00 | 17 | 0 | 0 | 0 | 0 | 0 | 0 | 290 | 0 | 0 | 0 | 0 | 0 | 0 | 0
2023-01-04 20:30 | 18 | 0 | 0 | 0 | 0 | 0 | 0 | 290 | 0 | 0 | 0 | 0 | 0 | 0 | 0
2023-01-04 21:00 | 19 | 0 | 0 | 0 | 0 | 0 | 0 | 290 | 0 | 0 | 0 | 0 | 0 | 0 | 0
2023-01-04 21:30 | 20 | 0 | 0 | 0 | 0 | 0 | 0 | 290 | 0 | 0 | 0 | 0 | 0 | 0 | 0
2023-01-04 22:00 | 21 | 0 | 0 | 0 | 0 | 0 | 0 | 190 | 0 | 0 | 0 | 0 | 0 | 0 | 0
2023-01-04 22:30 | 22 | 0 | 0 | 0 | 0 | 0 | 0 | 190 | 0 | 0 | 0 | 0 | 0 | 0 | 0
2023-01-04 23:00 | 23 | 0 | 0 | 0 | 0 | 0 | 0 | 190 | 0 | 0 | 0 | 0 | 0 | 0 | 0
2023-01-04 23:30 | 24 | 0 | 0 | 0 | 0 | 0 | 0 | 190 | 0 | 0 | 0 | 0 | 0 | 0 | 0
2023-01-05 | 1 | 0 | 0 | 0 | 0 | 0 | 0 | 190 | 0 | 0 | 0 | 0 | 0 | 0 | 0
2023-01-05 00:30 | 2 | 0 | 0 | 0 | 0 | 0 | 0 | 190 | 0 | 0 | 0 | 0 | 0 | 0 | 0
2023-01-05 01:00 | 3 | 0 | 0 | 0 | 0 | 0 | 0 | 190 | 0 | 0 | 0 | 0 | 0 | 0 | 0
2023-01-05 01:30 | 4 | 0 | 0 | 0 | 0 | 0 | 0 | 190 | 0 | 0 | 0 | 0 | 0 | 0 | 0
2023-01-05 02:00 | 5 | 0 | 0 | 0 | 0 | 0 | 0 | 190 | 0 | 0 | 0 | 0 | 0 | 0 | 0
2023-01-05 02:30 | 6 | 0 | 0 | 0 | 0 | 0 | 0 | 190 | 0 | 0 | 0 | 0 | 0 | 0 | 0
2023-01-05 03:00 | 7 | 0 | 0 | 0 | 0 | 0 | 0 | 190 | 0 | 0 | 0 | 0 | 0 | 0 | 0
2023-01-05 03:30 | 8 | 0 | 0 | 0 | 0 | 0 | 0 | 190 | 0 | 0 | 0 | 0 | 0 | 0 | 0
2023-01-05 04:00 | 9 | 0 | 0 | 0 | 0 | 0 | 0 | 190 | 0 | 0 | 0 | 0 | 0 | 0 | 0
2023-01-05 04:30 | 10 | 0 | 0 | 0 | 0 | 0 | 0 | 190 | 0 | 0 | 0 | 0 | 0 | 0 | 0
2023-01-05 05:00 | 11 | 0 | 0 | 0 | 0 | 0 | 0 | 190 | 0 | 0 | 0 | 0 | 0 | 0 | 0
2023-01-05 05:30 | 12 | 0 | 0 | 0 | 0 | 0 | 0 | 290 | 0 | 0 | 0 | 0 | 0 | 0 | 0
2023-01-05 06:00 | 13 | 0 | 0 | 0 | 0 | 0 | 0 | 290 | 0 | 0 | 0 | 0 | 0 | 0 | 0
2023-01-05 06:30 | 14 | 0 | 0 | 0 | 0 | 0 | 0 | 290 | 0 | 0 | 0 | 0 | 0 | 0 | 0
2023-01-05 07:00 | 15 | 0 | 0 | 0 | 0 | 0 | 0 | 290 | 0 | 0 | 0 | 0 | 0 | 0 | 0
2023-01-05 07:30 | 16 | 0 | 0 | 0 | 0 | 0 | 0 | 290 | 0 | 0 | 0 | 0 | 0 | 0 | 0
2023-01-05 08:00 | 17 | 0 | 0 | 0 | 0 | 0 | 0 | 290 | 0 | 0 | 0 | 0 | 0 | 0 | 0
2023-01-05 08:30 | 18 | 0 | 0 | 0 | 0 | 0 | 0 | 290 | 0 | 0 | 0 | 0 | 0 | 0 | 0
2023-01-05 09:00 | 19 | 0 | 0 | 0 | 0 | 0 | 0 | 290 | 0 | 0 | 0 | 0 | 0 | 0 | 0
2023-01-05 09:30 | 20 | 0 | 0 | 0 | 0 | 0 | 0 | 290 | 0 | 0 | 0 | 0 | 0 | 0 | 0
2023-01-05 10:00 | 21 | 0 | 0 | 0 | 0 | 0 | 0 | 190 | 0 | 0 | 0 | 0 | 0 | 0 | 0
2023-01-05 10:30 | 22 | 0 | 0 | 0 | 0 | 0 | 0 | 190 | 0 | 0 | 0 | 0 | 0 | 0 | 0
2023-01-05 11:00 | 23 | 0 | 0 | 0 | 0 | 0 | 0 | 190 | 0 | 0 | 0 | 0 | 0 | 0 | 0
2023-01-05 11:30 | 24 | 0 | 0 | 0 | 0 | 0 | 0 | 190 | 0 | 0 | 0 | 0 | 0 | 0 | 0
2023-01-05 12:00 | 1 | 0 | 0 | 0 | 0 | 0 | 0 | 190 | 0 | 0 | 0 | 0 | 0 | 0 | 0
2023-01-05 12:30 | 2 | 0 | 0 | 0 | 0 | 0 | 0 | 190 | 0 | 0 | 0 | 0 | 0 | 0 | 0
2023-01-05 13:00 | 3 | 0 | 0 | 0 | 0 | 0 | 0 | 190 | 0 | 0 | 0 | 0 | 0 | 0 | 0
2023-01-05 13:30 | 4 | 0 | 0 | 0 | 0 | 0 | 0 | 190 | 0 | 0 | 0 | 0 | 0 | 0 | 0
2023-01-05 14:00 | 5 | 0 | 0 | 0 | 0 | 0 | 0 | 190 | 0 | 0 | 0 | 0 | 0 | 0 | 0
2023-01-05 14:30 | 6 | 0 | 0 | 0 | 0 | 0 | 0 | 190 | 0 | 0 | 0 | 0 | 0 | 0 | 0
2023-01-05 15:00 | 7 | 0 | 0 | 0 | 0 | 0 | 0 | 190 | 0 | 0 | 0 | 0 | 0 | 0 | 0
2023-01-05 15:30 | 8 | 0 | 0 | 0 | 0 | 0 | 0 | 190 | 0 | 0 | 0 | 0 | 0 | 0 | 0
2023-01-05 16:00 | 9 | 0 | 0 | 0 | 0 | 0 | 0 | 190 | 0 | 0 | 0 | 0 | 0 | 0 | 0
2023-01-05 16:30 | 10 | 0 | 0 | 0 | 0 | 0 | 0 | 190 | 0 | 0 | 0 | 0 | 0 | 0 | 0
2023-01-05 17:00 | 11 | 0 | 0 | 0 | 0 | 0 | 0 | 190 | 0 | 0 | 0 | 0 | 0 | 0 | 0
2023-01-05 17:30 | 12 | 0 | 0 | 0 | 0 | 0 | 0 | 290 | 0 | 0 | 0 | 0 | 0 | 0 | 0
2023-01-05 18:00 | 13 | 0 | 0 | 0 | 0 | 0 | 0 | 290 | 0 | 0 | 0 | 0 | 0 | 0 | 0
2023-01-05 18:30 | 14 | 0 | 0 | 0 | 0 | 0 | 0 | 290 | 0 | 0 | 0 | 0 | 0 | 0 | 0
2023-01-05 19:00 | 15 | 0 | 0 | 0 | 0 | 0 | 0 | 290 | 0 | 0 | 0 | 0 | 0 | 0 | 0
2023-01-05 19:30 | 16 | 0 | 0 | 0 | 0 | 0 | 0 | 290 | 0 | 0 | 0 | 0 | 0 | 0 | 0
2023-01-05 20:00 | 17 | 0 | 0 | 0 | 0 | 0 | 0 | 290 | 0 | 0 | 0 | 0 | 0 | 0 | 0
2023-01-05 20:30 | 18 | 0 | 0 | 0 | 0 | 0 | 0 | 290 | 0 | 0 | 0 | 0 | 0 | 0 | 0
2023-01-05 21:00 | 19 | 0 | 0 | 0 | 0 | 0 | 0 | 290 | 0 | 0 | 0 | 0 | 0 | 0 | 0
2023-01-05 21:30 | 20 | 0 | 0 | 0 | 0 | 0 | 0 | 290 | 0 | 0 | 0 | 0 | 0 | 0 | 0
2023-01-05 22:00 | 21 | 0 | 0 | 0 | 0 | 0 | 0 | 190 | 0 | 0 | 0 | 0 | 0 | 0 | 0
2023-01-05 22:30 | 22 | 0 | 0 | 0 | 0 | 0 | 0 | 190 | 0 | 0 | 0 | 0 | 0 | 0 | 0
2023-01-05 23:00 | 23 | 0 | 0 | 0 | 0 | 0 | 0 | 190 | 0 | 0 | 0 | 0 | 0 | 0 | 0
2023-01-05 23:30 | 24 | 0 | 0 | 0 | 0 | 0 | 0 | 190 | 0 | 0 | 0 | 0 | 0 | 0 | 0
2023-01-06 | 1 | 0 | 0 | 0 | 0 | 0 | 0 | 190 | 0 | 0 | 0 | 0 | 0 | 0 | 0
2023-01-06 00:30 | 2 | 0 | 0 | 0 | 0 | 0 | 0 | 190 | 0 | 0 | 0 | 0 | 0 | 0 | 0
2023-01-06 01:00 | 3 | 0 | 0 | 0 | 0 | 0 | 0 | 190 | 0 | 0 | 0 | 0 | 0 | 0 | 0
2023-01-06 01:30 | 4 | 0 | 0 | 0 | 0 | 0 | 0 | 190 | 0 | 0 | 0 | 0 | 0 | 0 | 0
2023-01-06 02:00 | 5 | 0 | 0 | 0 | 0 | 0 | 0 | 190 | 0 | 0 | 0 | 0 | 0 | 0 | 0
2023-01-06 02:30 | 6 | 0 | 0 | 0 | 0 | 0 | 0 | 190 | 0 | 0 | 0 | 0 | 0 | 0 | 0
2023-01-06 03:00 | 7 | 0 | 0 | 0 | 0 | 0 | 0 | 190 | 0 | 0 | 0 | 0 | 0 | 0 | 0
2023-01-06 03:30 | 8 | 0 | 0 | 0 | 0 | 0 | 0 | 190 | 0 | 0 | 0 | 0 | 0 | 0 | 0
2023-01-06 04:00 | 9 | 0 | 0 | 0 | 0 | 0 | 0 | 190 | 0 | 0 | 0 | 0 | 0 | 0 | 0
2023-01-06 04:30 | 10 | 0 | 0 | 0 | 0 | 0 | 0 | 190 | 0 | 0 | 0 | 0 | 0 | 0 | 0
2023-01-06 05:00 | 11 | 0 | 0 | 0 | 0 | 0 | 0 | 190 | 0 | 0 | 0 | 0 | 0 | 0 | 0
2023-01-06 05:30 | 12 | 0 | 0 | 0 | 0 | 0 | 0 | 290 | 0 | 0 | 0 | 0 | 0 | 0 | 0
2023-01-06 06:00 | 13 | 0 | 0 | 0 | 0 | 0 | 0 | 290 | 0 | 0 | 0 | 0 | 0 | 0 | 0
2023-01-06 06:30 | 14 | 0 | 0 | 0 | 0 | 0 | 0 | 290 | 0 | 0 | 0 | 0 | 0 | 0 | 0
2023-01-06 07:00 | 15 | 0 | 0 | 0 | 0 | 0 | 0 | 290 | 0 | 0 | 0 | 0 | 0 | 0 | 0
2023-01-06 07:30 | 16 | 0 | 0 | 0 | 0 | 0 | 0 | 290 | 0 | 0 | 0 | 0 | 0 | 0 | 0
2023-01-06 08:00 | 17 | 0 | 0 | 0 | 0 | 0 | 0 | 290 | 0 | 0 | 0 | 0 | 0 | 0 | 0
2023-01-06 08:30 | 18 | 0 | 0 | 0 | 0 | 0 | 0 | 290 | 0 | 0 | 0 | 0 | 0 | 0 | 0
2023-01-06 09:00 | 19 | 0 | 0 | 0 | 0 | 0 | 0 | 290 | 0 | 0 | 0 | 0 | 0 | 0 | 0
2023-01-06 09:30 | 20 | 0 | 0 | 0 | 0 | 0 | 0 | 290 | 0 | 0 | 0 | 0 | 0 | 0 | 0
2023-01-06 10:00 | 21 | 0 | 0 | 0 | 0 | 0 | 0 | 190 | 0 | 0 | 0 | 0 | 0 | 0 | 0
2023-01-06 10:30 | 22 | 0 | 0 | 0 | 0 | 0 | 0 | 190 | 0 | 0 | 0 | 0 | 0 | 0 | 0
2023-01-06 11:00 | 23 | 0 | 0 | 0 | 0 | 0 | 0 | 190 | 0 | 0 | 0 | 0 | 0 | 0 | 0
2023-01-06 11:30 | 24 | 0 | 0 | 0 | 0 | 0 | 0 | 190 | 0 | 0 | 0 | 0 | 0 | 0 | 0
2023-01-06 12:00 | 1 | 0 | 0 | 0 | 0 | 0 | 0 | 190 | 0 | 0 | 0 | 0 | 0 | 0 | 0
2023-01-06 12:30 | 2 | 0 | 0 | 0 | 0 | 0 | 0 | 190 | 0 | 0 | 0 | 0 | 0 | 0 | 0
2023-01-06 13:00 | 3 | 0 | 0 | 0 | 0 | 0 | 0 | 190 | 0 | 0 | 0 | 0 | 0 | 0 | 0
2023-01-06 13:30 | 4 | 0 | 0 | 0 | 0 | 0 | 0 | 190 | 0 | 0 | 0 | 0 | 0 | 0 | 0
2023-01-06 14:00 | 5 | 0 | 0 | 0 | 0 | 0 | 0 | 190 | 0 | 0 | 0 | 0 | 0 | 0 | 0
2023-01-06 14:30 | 6 | 0 | 0 | 0 | 0 | 0 | 0 | 190 | 0 | 0 | 0 | 0 | 0 | 0 | 0
2023-01-06 15:00 | 7 | 0 | 0 | 0 | 0 | 0 | 0 | 190 | 0 | 0 | 0 | 0 | 0 | 0 | 0
2023-01-06 15:30 | 8 | 0 | 0 | 0 | 0 | 0 | 0 | 190 | 0 | 0 | 0 | 0 | 0 | 0 | 0
2023-01-06 16:00 | 9 | 0 | 0 | 0 | 0 | 0 | 0 | 190 | 0 | 0 | 0 | 0 | 0 | 0 | 0
2023-01-06 16:30 | 10 | 0 | 0 | 0 | 0 | 0 | 0 | 190 | 0 | 0 | 0 | 0 | 0 | 0 | 0
2023-01-06 17:00 | 11 | 0 | 0 | 0 | 0 | 0 | 0 | 190 | 0 | 0 | 0 | 0 | 0 | 0 | 0
2023-01-06 17:30 | 12 | 0 | 0 | 0 | 0 | 0 | 0 | 290 | 0 | 0 | 0 | 0 | 0 | 0 | 0
2023-01-06 18:00 | 13 | 0 | 0 | 0 | 0 | 0 | 0 | 290 | 0 | 0 | 0 | 0 | 0 | 0 | 0
2023-01-06 18:30 | 14 | 0 | 0 | 0 | 0 | 0 | 0 | 290 | 0 | 0 | 0 | 0 | 0 | 0 | 0
2023-01-06 19:00 | 15 | 0 | 0 | 0 | 0 | 0 | 0 | 290 | 0 | 0 | 0 | 0 | 0 | 0 | 0
2023-01-06 19:30 | 16 | 0 | 0 | 0 | 0 | 0 | 0 | 290 | 0 | 0 | 0 | 0 | 0 | 0 | 0
2023-01-06 20:00 | 17 | 0 | 0 | 0 | 0 | 0 | 0 | 290 | 0 | 0 | 0 | 0 | 0 | 0 | 0
2023-01-06 20:30 | 18 | 0 | 0 | 0 | 0 | 0 | 0 | 290 | 0 | 0 | 0 | 0 | 0 | 0 | 0
2023-01-06 21:00 | 19 | 0 | 0 | 0 | 0 | 0 | 0 | 290 | 0 | 0 | 0 | 0 | 0 | 0 | 0
2023-01-06 21:30 | 20 | 0 | 0 | 0 | 0 | 0 | 0 | 290 | 0 | 0 | 0 | 0 | 0 | 0 | 0
2023-01-06 22:00 | 21 | 0 | 0 | 0 | 0 | 0 | 0 | 190 | 0 | 0 | 0 | 0 | 0 | 0 | 0
2023-01-06 22:30 | 22 | 0 | 0 | 0 | 0 | 0 | 0 | 190 | 0 | 0 | 0 | 0 | 0 | 0 | 0
2023-01-06 23:00 | 23 | 0 | 0 | 0 | 0 | 0 | 0 | 190 | 0 | 0 | 0 | 0 | 0 | 0 | 0
2023-01-06 23:30 | 24 | 0 | 0 | 0 | 0 | 0 | 0 | 190 | 0 | 0 | 0 | 0 | 0 | 0 | 0
2023-01-07 | 1 | 0 | 0 | 0 | 0 | 0 | 0 | 190 | 0 | 0 | 0 | 0 | 0 | 0 | 0
2023-01-07 00:30 | 2 | 0 | 0 | 0 | 0 | 0 | 0 | 190 | 0 | 0 | 0 | 0 | 0 | 0 | 0
2023-01-07 01:00 | 3 | 0 | 0 | 0 | 0 | 0 | 0 | 190 | 0 | 0 | 0 | 0 | 0 | 0 | 0
2023-01-07 01:30 | 4 | 0 | 0 | 0 | 0 | 0 | 0 | 190 | 0 | 0 | 0 | 0 | 0 | 0 | 0
2023-01-07 02:00 | 5 | 0 | 0 | 0 | 0 | 0 | 0 | 190 | 0 | 0 | 0 | 0 | 0 | 0 | 0
2023-01-07 02:30 | 6 | 0 | 0 | 0 | 0 | 0 | 0 | 190 | 0 | 0 | 0 | 0 | 0 | 0 | 0
2023-01-07 03:00 | 7 | 0 | 0 | 0 | 0 | 0 | 0 | 190 | 0 | 0 | 0 | 0 | 0 | 0 | 0
2023-01-07 03:30 | 8 | 0 | 0 | 0 | 0 | 0 | 0 | 190 | 0 | 0 | 0 | 0 | 0 | 0 | 0
2023-01-07 04:00 | 9 | 0 | 0 | 0 | 0 | 0 | 0 | 190 | 0 | 0 | 0 | 0 | 0 | 0 | 0
2023-01-07 04:30 | 10 | 0 | 0 | 0 | 0 | 0 | 0 | 190 | 0 | 0 | 0 | 0 | 0 | 0 | 0
2023-01-07 05:00 | 11 | 0 | 0 | 0 | 0 | 0 | 0 | 190 | 0 | 0 | 0 | 0 | 0 | 0 | 0
2023-01-07 05:30 | 12 | 0 | 0 | 0 | 0 | 0 | 0 | 290 | 0 | 0 | 0 | 0 | 0 | 0 | 0
2023-01-07 06:00 | 13 | 0 | 0 | 0 | 0 | 0 | 0 | 290 | 0 | 0 | 0 | 0 | 0 | 0 | 0
2023-01-07 06:30 | 14 | 0 | 0 | 0 | 0 | 0 | 0 | 290 | 0 | 0 | 0 | 0 | 0 | 0 | 0
2023-01-07 07:00 | 15 | 0 | 0 | 0 | 0 | 0 | 0 | 290 | 0 | 0 | 0 | 0 | 0 | 0 | 0
2023-01-07 07:30 | 16 | 0 | 0 | 0 | 0 | 0 | 0 | 290 | 0 | 0 | 0 | 0 | 0 | 0 | 0
2023-01-07 08:00 | 17 | 0 | 0 | 0 | 0 | 0 | 0 | 290 | 0 | 0 | 0 | 0 | 0 | 0 | 0
2023-01-07 08:30 | 18 | 0 | 0 | 0 | 0 | 0 | 0 | 290 | 0 | 0 | 0 | 0 | 0 | 0 | 0
2023-01-07 09:00 | 19 | 0 | 0 | 0 | 0 | 0 | 0 | 290 | 0 | 0 | 0 | 0 | 0 | 0 | 0
2023-01-07 09:30 | 20 | 0 | 0 | 0 | 0 | 0 | 0 | 290 | 0 | 0 | 0 | 0 | 0 | 0 | 0
2023-01-07 10:00 | 21 | 0 | 0 | 0 | 0 | 0 | 0 | 190 | 0 | 0 | 0 | 0 | 0 | 0 | 0
2023-01-07 10:30 | 22 | 0 | 0 | 0 | 0 | 0 | 0 | 190 | 0 | 0 | 0 | 0 | 0 | 0 | 0
2023-01-07 11:00 | 23 | 0 | 0 | 0 | 0 | 0 | 0 | 190 | 0 | 0 | 0 | 0 | 0 | 0 | 0
2023-01-07 11:30 | 24 | 0 | 0 | 0 | 0 | 0 | 0 | 190 | 0 | 0 | 0 | 0 | 0 | 0 | 0
2023-01-07 12:00 | 1 | 0 | 0 | 0 | 0 | 0 | 0 | 190 | 0 | 0 | 0 | 0 | 0 | 0 | 0
2023-01-07 12:30 | 2 | 0 | 0 | 0 | 0 | 0 | 0 | 190 | 0 | 0 | 0 | 0 | 0 | 0 | 0
2023-01-07 13:00 | 3 | 0 | 0 | 0 | 0 | 0 | 0 | 190 | 0 | 0 | 0 | 0 | 0 | 0 | 0
2023-01-07 13:30 | 4 | 0 | 0 | 0 | 0 | 0 | 0 | 190 | 0 | 0 | 0 | 0 | 0 | 0 | 0
2023-01-07 14:00 | 5 | 0 | 0 | 0 | 0 | 0 | 0 | 190 | 0 | 0 | 0 | 0 | 0 | 0 | 0
2023-01-07 14:30 | 6 | 0 | 0 | 0 | 0 | 0 | 0 | 190 | 0 | 0 | 0 | 0 | 0 | 0 | 0
2023-01-07 15:00 | 7 | 0 | 0 | 0 | 0 | 0 | 0 | 190 | 0 | 0 | 0 | 0 | 0 | 0 | 0
2023-01-07 15:30 | 8 | 0 | 0 | 0 | 0 | 0 | 0 | 190 | 0 | 0 | 0 | 0 | 0 | 0 | 0
2023-01-07 16:00 | 9 | 0 | 0 | 0 | 0 | 0 | 0 | 190 | 0 | 0 | 0 | 0 | 0 | 0 | 0
2023-01-07 16:30 | 10 | 0 | 0 | 0 | 0 | 0 | 0 | 190 | 0 | 0 | 0 | 0 | 0 | 0 | 0
2023-01-07 17:00 | 11 | 0 | 0 | 0 | 0 | 0 | 0 | 190 | 0 | 0 | 0 | 0 | 0 | 0 | 0
2023-01-07 17:30 | 12 | 0 | 0 | 0 | 0 | 0 | 0 | 290 | 0 | 0 | 0 | 0 | 0 | 0 | 0
2023-01-07 18:00 | 13 | 0 | 0 | 0 | 0 | 0 | 0 | 290 | 0 | 0 | 0 | 0 | 0 | 0 | 0
2023-01-07 18:30 | 14 | 0 | 0 | 0 | 0 | 0 | 0 | 290 | 0 | 0 | 0 | 0 | 0 | 0 | 0
2023-01-07 19:00 | 15 | 0 | 0 | 0 | 0 | 0 | 0 | 290 | 0 | 0 | 0 | 0 | 0 | 0 | 0
2023-01-07 19:30 | 16 | 0 | 0 | 0 | 0 | 0 | 0 | 290 | 0 | 0 | 0 | 0 | 0 | 0 | 0
2023-01-07 20:00 | 17 | 0 | 0 | 0 | 0 | 0 | 0 | 290 | 0 | 0 | 0 | 0 | 0 | 0 | 0
2023-01-07 20:30 | 18 | 0 | 0 | 0 | 0 | 0 | 0 | 290 | 0 | 0 | 0 | 0 | 0 | 0 | 0
2023-01-07 21:00 | 19 | 0 | 0 | 0 | 0 | 0 | 0 | 290 | 0 | 0 | 0 | 0 | 0 | 0 | 0
2023-01-07 21:30 | 20 | 0 | 0 | 0 | 0 | 0 | 0 | 290 | 0 | 0 | 0 | 0 | 0 | 0 | 0
2023-01-07 22:00 | 21 | 0 | 0 | 0 | 0 | 0 | 0 | 190 | 0 | 0 | 0 | 0 | 0 | 0 | 0
2023-01-07 22:30 | 22 | 0 | 0 | 0 | 0 | 0 | 0 | 190 | 0 | 0 | 0 | 0 | 0 | 0 | 0
2023-01-07 23:00 | 23 | 0 | 0 | 0 | 0 | 0 | 0 | 190 | 0 | 0 | 0 | 0 | 0 | 0 | 0
2023-01-07 23:30 | 24 | 0 | 0 | 0 | 0 | 0 | 0 | 190 | 0 | 0 | 0 | 0 | 0 | 0 | 0
2023-01-08 | 1 | 0 | 0 | 0 | 0 | 0 | 0 | 190 | 0 | 0 | 0 | 0 | 0 | 0 | 0
2023-01-08 00:30 | 2 | 0 | 0 | 0 | 0 | 0 | 0 | 190 | 0 | 0 | 0 | 0 | 0 | 0 | 0
2023-01-08 01:00 | 3 | 0 | 0 | 0 | 0 | 0 | 0 | 190 | 0 | 0 | 0 | 0 | 0 | 0 | 0
2023-01-08 01:30 | 4 | 0 | 0 | 0 | 0 | 0 | 0 | 190 | 0 | 0 | 0 | 0 | 0 | 0 | 0
2023-01-08 02:00 | 5 | 0 | 0 | 0 | 0 | 0 | 0 | 190 | 0 | 0 | 0 | 0 | 0 | 0 | 0
2023-01-08 02:30 | 6 | 0 | 0 | 0 | 0 | 0 | 0 | 190 | 0 | 0 | 0 | 0 | 0 | 0 | 0
2023-01-08 03:00 | 7 | 0 | 0 | 0 | 0 | 0 | 0 | 190 | 0 | 0 | 0 | 0 | 0 | 0 | 0
2023-01-08 03:30 | 8 | 0 | 0 | 0 | 0 | 0 | 0 | 190 | 0 | 0 | 0 | 0 | 0 | 0 | 0
2023-01-08 04:00 | 9 | 0 | 0 | 0 | 0 | 0 | 0 | 190 | 0 | 0 | 0 | 0 | 0 | 0 | 0
2023-01-08 04:30 | 10 | 0 | 0 | 0 | 0 | 0 | 0 | 190 | 0 | 0 | 0 | 0 | 0 | 0 | 0
2023-01-08 05:00 | 11 | 0 | 0 | 0 | 0 | 0 | 0 | 190 | 0 | 0 | 0 | 0 | 0 | 0 | 0
2023-01-08 05:30 | 12 | 0 | 0 | 0 | 0 | 0 | 0 | 290 | 0 | 0 | 0 | 0 | 0 | 0 | 0
2023-01-08 06:00 | 13 | 0 | 0 | 0 | 0 | 0 | 0 | 290 | 0 | 0 | 0 | 0 | 0 | 0 | 0
2023-01-08 06:30 | 14 | 0 | 0 | 0 | 0 | 0 | 0 | 290 | 0 | 0 | 0 | 0 | 0 | 0 | 0
2023-01-08 07:00 | 15 | 0 | 0 | 0 | 0 | 0 | 0 | 290 | 0 | 0 | 0 | 0 | 0 | 0 | 0
2023-01-08 07:30 | 16 | 0 | 0 | 0 | 0 | 0 | 0 | 290 | 0 | 0 | 0 | 0 | 0 | 0 | 0
2023-01-08 08:00 | 17 | 0 | 0 | 0 | 0 | 0 | 0 | 290 | 0 | 0 | 0 | 0 | 0 | 0 | 0
2023-01-08 08:30 | 18 | 0 | 0 | 0 | 0 | 0 | 0 | 290 | 0 | 0 | 0 | 0 | 0 | 0 | 0
2023-01-08 09:00 | 19 | 0 | 0 | 0 | 0 | 0 | 0 | 290 | 0 | 0 | 0 | 0 | 0 | 0 | 0
2023-01-08 09:30 | 20 | 0 | 0 | 0 | 0 | 0 | 0 | 290 | 0 | 0 | 0 | 0 | 0 | 0 | 0
2023-01-08 10:00 | 21 | 0 | 0 | 0 | 0 | 0 | 0 | 190 | 0 | 0 | 0 | 0 | 0 | 0 | 0
2023-01-08 10:30 | 22 | 0 | 0 | 0 | 0 | 0 | 0 | 190 | 0 | 0 | 0 | 0 | 0 | 0 | 0
2023-01-08 11:00 | 23 | 0 | 0 | 0 | 0 | 0 | 0 | 190 | 0 | 0 | 0 | 0 | 0 | 0 | 0
2023-01-08 11:30 | 24 | 0 | 0 | 0 | 0 | 0 | 0 | 190 | 0 | 0 | 0 | 0 | 0 | 0 | 0
2023-01-08 12:00 | 1 | 0 | 0 | 0 | 0 | 0 | 0 | 190 | 0 | 0 | 0 | 0 | 0 | 0 | 0
2023-01-08 12:30 | 2 | 0 | 0 | 0 | 0 | 0 | 0 | 190 | 0 | 0 | 0 | 0 | 0 | 0 | 0
2023-01-08 13:00 | 3 | 0 | 0 | 0 | 0 | 0 | 0 | 190 | 0 | 0 | 0 | 0 | 0 | 0 | 0
2023-01-08 13:30 | 4 | 0 | 0 | 0 | 0 | 0 | 0 | 190 | 0 | 0 | 0 | 0 | 0 | 0 | 0
2023-01-08 14:00 | 5 | 0 | 0 | 0 | 0 | 0 | 0 | 190 | 0 | 0 | 0 | 0 | 0 | 0 | 0
2023-01-08 14:30 | 6 | 0 | 0 | 0 | 0 | 0 | 0 | 190 | 0 | 0 | 0 | 0 | 0 | 0 | 0
2023-01-08 15:00 | 7 | 0 | 0 | 0 | 0 | 0 | 0 | 190 | 0 | 0 | 0 | 0 | 0 | 0 | 0
2023-01-08 15:30 | 8 | 0 | 0 | 0 | 0 | 0 | 0 | 190 | 0 | 0 | 0 | 0 | 0 | 0 | 0
2023-01-08 16:00 | 9 | 0 | 0 | 0 | 0 | 0 | 0 | 190 | 0 | 0 | 0 | 0 | 0 | 0 | 0
2023-01-08 16:30 | 10 | 0 | 0 | 0 | 0 | 0 | 0 | 190 | 0 | 0 | 0 | 0 | 0 | 0 | 0
2023-01-08 17:00 | 11 | 0 | 0 | 0 | 0 | 0 | 0 | 190 | 0 | 0 | 0 | 0 | 0 | 0 | 0
2023-01-08 17:30 | 12 | 0 | 0 | 0 | 0 | 0 | 0 | 290 | 0 | 0 | 0 | 0 | 0 | 0 | 0
2023-01-08 18:00 | 13 | 0 | 0 | 0 | 0 | 0 | 0 | 290 | 0 | 0 | 0 | 0 | 0 | 0 | 0
2023-01-08 18:30 | 14 | 0 | 0 | 0 | 0 | 0 | 0 | 290 | 0 | 0 | 0 | 0 | 0 | 0 | 0
2023-01-08 19:00 | 15 | 0 | 0 | 0 | 0 | 0 | 0 | 290 | 0 | 0 | 0 | 0 | 0 | 0 | 0
2023-01-08 19:30 | 16 | 0 | 0 | 0 | 0 | 0 | 0 | 290 | 0 | 0 | 0 | 0 | 0 | 0 | 0
2023-01-08 20:00 | 17 | 0 | 0 | 0 | 0 | 0 | 0 | 290 | 0 | 0 | 0 | 0 | 0 | 0 | 0
2023-01-08 20:30 | 18 | 0 | 0 | 0 | 0 | 0 | 0 | 290 | 0 | 0 | 0 | 0 | 0 | 0 | 0
2023-01-08 21:00 | 19 | 0 | 0 | 0 | 0 | 0 | 0 | 290 | 0 | 0 | 0 | 0 | 0 | 0 | 0
2023-01-08 21:30 | 20 | 0 | 0 | 0 | 0 | 0 | 0 | 290 | 0 | 0 | 0 | 0 | 0 | 0 | 0
2023-01-08 22:00 | 21 | 0 | 0 | 0 | 0 | 0 | 0 | 190 | 0 | 0 | 0 | 0 | 0 | 0 | 0
2023-01-08 22:30 | 22 | 0 | 0 | 0 | 0 | 0 | 0 | 190 | 0 | 0 | 0 | 0 | 0 | 0 | 0
2023-01-08 23:00 | 23 | 0 | 0 | 0 | 0 | 0 | 0 | 190 | 0 | 0 | 0 | 0 | 0 | 0 | 0
2023-01-08 23:30 | 24 | 0 | 0 | 0 | 0 | 0 | 0 | 190 | 0 | 0 | 0 | 0 | 0 | 0 | 0
2023-01-09 | 1 | 0 | 0 | 0 | 0 | 0 | 0 | 190 | 0 | 0 | 0 | 0 | 0 | 0 | 0
2023-01-09 00:30 | 2 | 0 | 0 | 0 | 0 | 0 | 0 | 190 | 0 | 0 | 0 | 0 | 0 | 0 | 0
2023-01-09 01:00 | 3 | 0 | 0 | 0 | 0 | 0 | 0 | 190 | 0 | 0 | 0 | 0 | 0 | 0 | 0
2023-01-09 01:30 | 4 | 0 | 0 | 0 | 0 | 0 | 0 | 190 | 0 | 0 | 0 | 0 | 0 | 0 | 0
2023-01-09 02:00 | 5 | 0 | 0 | 0 | 0 | 0 | 0 | 190 | 0 | 0 | 0 | 0 | 0 | 0 | 0
2023-01-09 02:30 | 6 | 0 | 0 | 0 | 0 | 0 | 0 | 190 | 0 | 0 | 0 | 0 | 0 | 0 | 0
2023-01-09 03:00 | 7 | 0 | 0 | 0 | 0 | 0 | 0 | 190 | 0 | 0 | 0 | 0 | 0 | 0 | 0
2023-01-09 03:30 | 8 | 0 | 0 | 0 | 0 | 0 | 0 | 190 | 0 | 0 | 0 | 0 | 0 | 0 | 0
2023-01-09 04:00 | 9 | 0 | 0 | 0 | 0 | 0 | 0 | 190 | 0 | 0 | 0 | 0 | 0 | 0 | 0
2023-01-09 04:30 | 10 | 0 | 0 | 0 | 0 | 0 | 0 | 190 | 0 | 0 | 0 | 0 | 0 | 0 | 0
2023-01-09 05:00 | 11 | 0 | 0 | 0 | 0 | 0 | 0 | 190 | 0 | 0 | 0 | 0 | 0 | 0 | 0
2023-01-09 05:30 | 12 | 0 | 0 | 0 | 0 | 0 | 0 | 290 | 0 | 0 | 0 | 0 | 0 | 0 | 0
2023-01-09 06:00 | 13 | 0 | 0 | 0 | 0 | 0 | 0 | 290 | 0 | 0 | 0 | 0 | 0 | 0 | 0
2023-01-09 06:30 | 14 | 0 | 0 | 0 | 0 | 0 | 0 | 290 | 0 | 0 | 0 | 0 | 0 | 0 | 0
2023-01-09 07:00 | 15 | 0 | 0 | 0 | 0 | 0 | 0 | 290 | 0 | 0 | 0 | 0 | 0 | 0 | 0
2023-01-09 07:30 | 16 | 0 | 0 | 0 | 0 | 0 | 0 | 290 | 0 | 0 | 0 | 0 | 0 | 0 | 0
2023-01-09 08:00 | 17 | 0 | 0 | 0 | 0 | 0 | 0 | 290 | 0 | 0 | 0 | 0 | 0 | 0 | 0
2023-01-09 08:30 | 18 | 0 | 0 | 0 | 0 | 0 | 0 | 290 | 0 | 0 | 0 | 0 | 0 | 0 | 0
2023-01-09 09:00 | 19 | 0 | 0 | 0 | 0 | 0 | 0 | 290 | 0 | 0 | 0 | 0 | 0 | 0 | 0
2023-01-09 09:30 | 20 | 0 | 0 | 0 | 0 | 0 | 0 | 290 | 0 | 0 | 0 | 0 | 0 | 0 | 0
2023-01-09 10:00 | 21 | 0 | 0 | 0 | 0 | 0 | 0 | 190 | 0 | 0 | 0 | 0 | 0 | 0 | 0
2023-01-09 10:30 | 22 | 0 | 0 | 0 | 0 | 0 | 0 | 190 | 0 | 0 | 0 | 0 | 0 | 0 | 0
2023-01-09 11:00 | 23 | 0 | 0 | 0 | 0 | 0 | 0 | 190 | 0 | 0 | 0 | 0 | 0 | 0 | 0
2023-01-09 11:30 | 24 | 0 | 0 | 0 | 0 | 0 | 0 | 190 | 0 | 0 | 0 | 0 | 0 | 0 | 0
2023-01-09 12:00 | 1 | 0 | 0 | 0 | 0 | 0 | 0 | 190 | 0 | 0 | 0 | 0 | 0 | 0 | 0
2023-01-09 12:30 | 2 | 0 | 0 | 0 | 0 | 0 | 0 | 190 | 0 | 0 | 0 | 0 | 0 | 0 | 0
2023-01-09 13:00 | 3 | 0 | 0 | 0 | 0 | 0 | 0 | 190 | 0 | 0 | 0 | 0 | 0 | 0 | 0
2023-01-09 13:30 | 4 | 0 | 0 | 0 | 0 | 0 | 0 | 190 | 0 | 0 | 0 | 0 | 0 | 0 | 0
2023-01-09 14:00 | 5 | 0 | 0 | 0 | 0 | 0 | 0 | 190 | 0 | 0 | 0 | 0 | 0 | 0 | 0
2023-01-09 14:30 | 6 | 0 | 0 | 0 | 0 | 0 | 0 | 190 | 0 | 0 | 0 | 0 | 0 | 0 | 0
2023-01-09 15:00 | 7 | 0 | 0 | 0 | 0 | 0 | 0 | 190 | 0 | 0 | 0 | 0 | 0 | 0 | 0
2023-01-09 15:30 | 8 | 0 | 0 | 0 | 0 | 0 | 0 | 190 | 0 | 0 | 0 | 0 | 0 | 0 | 0
2023-01-09 16:00 | 9 | 0 | 0 | 0 | 0 | 0 | 0 | 190 | 0 | 0 | 0 | 0 | 0 | 0 | 0
2023-01-09 16:30 | 10 | 0 | 0 | 0 | 0 | 0 | 0 | 190 | 0 | 0 | 0 | 0 | 0 | 0 | 0
2023-01-09 17:00 | 11 | 0 | 0 | 0 | 0 | 0 | 0 | 190 | 0 | 0 | 0 | 0 | 0 | 0 | 0
2023-01-09 17:30 | 12 | 0 | 0 | 0 | 0 | 0 | 0 | 290 | 0 | 0 | 0 | 0 | 0 | 0 | 0
2023-01-09 18:00 | 13 | 0 | 0 | 0 | 0 | 0 | 0 | 290 | 0 | 0 | 0 | 0 | 0 | 0 | 0
2023-01-09 18:30 | 14 | 0 | 0 | 0 | 0 | 0 | 0 | 290 | 0 | 0 | 0 | 0 | 0 | 0 | 0
2023-01-09 19:00 | 15 | 0 | 0 | 0 | 0 | 0 | 0 | 290 | 0 | 0 | 0 | 0 | 0 | 0 | 0
2023-01-09 19:30 | 16 | 0 | 0 | 0 | 0 | 0 | 0 | 290 | 0 | 0 | 0 | 0 | 0 | 0 | 0
2023-01-09 20:00 | 17 | 0 | 0 | 0 | 0 | 0 | 0 | 290 | 0 | 0 | 0 | 0 | 0 | 0 | 0
2023-01-09 20:30 | 18 | 0 | 0 | 0 | 0 | 0 | 0 | 290 | 0 | 0 | 0 | 0 | 0 | 0 | 0
2023-01-09 21:00 | 19 | 0 | 0 | 0 | 0 | 0 | 0 | 290 | 0 | 0 | 0 | 0 | 0 | 0 | 0
2023-01-09 21:30 | 20 | 0 | 0 | 0 | 0 | 0 | 0 | 290 | 0 | 0 | 0 | 0 | 0 | 0 | 0
2023-01-09 22:00 | 21 | 0 | 0 | 0 | 0 | 0 | 0 | 190 | 0 | 0 | 0 | 0 | 0 | 0 | 0
2023-01-09 22:30 | 22 | 0 | 0 | 0 | 0 | 0 | 0 | 190 | 0 | 0 | 0 | 0 | 0 | 0 | 0
2023-01-09 23:00 | 23 | 0 | 0 | 0 | 0 | 0 | 0 | 190 | 0 | 0 | 0 | 0 | 0 | 0 | 0
2023-01-09 23:30 | 24 | 0 | 0 | 0 | 0 | 0 | 0 | 190 | 0 | 0 | 0 | 0 | 0 | 0 | 0
2023-01-10 | 1 | 0 | 0 | 0 | 0 | 0 | 0 | 190 | 0 | 0 | 0 | 0 | 0 | 0 | 0
2023-01-10 00:30 | 2 | 0 | 0 | 0 | 0 | 0 | 0 | 190 | 0 | 0 | 0 | 0 | 0 | 0 | 0
2023-01-10 01:00 | 3 | 0 | 0 | 0 | 0 | 0 | 0 | 190 | 0 | 0 | 0 | 0 | 0 | 0 | 0
2023-01-10 01:30 | 4 | 0 | 0 | 0 | 0 | 0 | 0 | 190 | 0 | 0 | 0 | 0 | 0 | 0 | 0
2023-01-10 02:00 | 5 | 0 | 0 | 0 | 0 | 0 | 0 | 190 | 0 | 0 | 0 | 0 | 0 | 0 | 0
2023-01-10 02:30 | 6 | 0 | 0 | 0 | 0 | 0 | 0 | 190 | 0 | 0 | 0 | 0 | 0 | 0 | 0
2023-01-10 03:00 | 7 | 0 | 0 | 0 | 0 | 0 | 0 | 190 | 0 | 0 | 0 | 0 | 0 | 0 | 0
2023-01-10 03:30 | 8 | 0 | 0 | 0 | 0 | 0 | 0 | 190 | 0 | 0 | 0 | 0 | 0 | 0 | 0
2023-01-10 04:00 | 9 | 0 | 0 | 0 | 0 | 0 | 0 | 190 | 0 | 0 | 0 | 0 | 0 | 0 | 0
2023-01-10 04:30 | 10 | 0 | 0 | 0 | 0 | 0 | 0 | 190 | 0 | 0 | 0 | 0 | 0 | 0 | 0
2023-01-10 05:00 | 11 | 0 | 0 | 0 | 0 | 0 | 0 | 190 | 0 | 0 | 0 | 0 | 0 | 0 | 0
2023-01-10 05:30 | 12 | 0 | 0 | 0 | 0 | 0 | 0 | 290 | 0 | 0 | 0 | 0 | 0 | 0 | 0
2023-01-10 06:00 | 13 | 0 | 0 | 0 | 0 | 0 | 0 | 290 | 0 | 0 | 0 | 0 | 0 | 0 | 0
2023-01-10 06:30 | 14 | 0 | 0 | 0 | 0 | 0 | 0 | 290 | 0 | 0 | 0 | 0 | 0 | 0 | 0
2023-01-10 07:00 | 15 | 0 | 0 | 0 | 0 | 0 | 0 | 290 | 0 | 0 | 0 | 0 | 0 | 0 | 0
2023-01-10 07:30 | 16 | 0 | 0 | 0 | 0 | 0 | 0 | 290 | 0 | 0 | 0 | 0 | 0 | 0 | 0
2023-01-10 08:00 | 17 | 0 | 0 | 0 | 0 | 0 | 0 | 290 | 0 | 0 | 0 | 0 | 0 | 0 | 0
2023-01-10 08:30 | 18 | 0 | 0 | 0 | 0 | 0 | 0 | 290 | 0 | 0 | 0 | 0 | 0 | 0 | 0
2023-01-10 09:00 | 19 | 0 | 0 | 0 | 0 | 0 | 0 | 290 | 0 | 0 | 0 | 0 | 0 | 0 | 0
2023-01-10 09:30 | 20 | 0 | 0 | 0 | 0 | 0 | 0 | 290 | 0 | 0 | 0 | 0 | 0 | 0 | 0
2023-01-10 10:00 | 21 | 0 | 0 | 0 | 0 | 0 | 0 | 190 | 0 | 0 | 0 | 0 | 0 | 0 | 0
2023-01-10 10:30 | 22 | 0 | 0 | 0 | 0 | 0 | 0 | 190 | 0 | 0 | 0 | 0 | 0 | 0 | 0
2023-01-10 11:00 | 23 | 0 | 0 | 0 | 0 | 0 | 0 | 190 | 0 | 0 | 0 | 0 | 0 | 0 | 0
2023-01-10 11:30 | 24 | 0 | 0 | 0 | 0 | 0 | 0 | 190 | 0 | 0 | 0 | 0 | 0 | 0 | 0
2023-01-10 12:00 | 1 | 0 | 0 | 0 | 0 | 0 | 0 | 190 | 0 | 0 | 0 | 0 | 0 | 0 | 0
2023-01-10 12:30 | 2 | 0 | 0 | 0 | 0 | 0 | 0 | 190 | 0 | 0 | 0 | 0 | 0 | 0 | 0
2023-01-10 13:00 | 3 | 0 | 0 | 0 | 0 | 0 | 0 | 190 | 0 | 0 | 0 | 0 | 0 | 0 | 0
2023-01-10 13:30 | 4 | 0 | 0 | 0 | 0 | 0 | 0 | 190 | 0 | 0 | 0 | 0 | 0 | 0 | 0
2023-01-10 14:00 | 5 | 0 | 0 | 0 | 0 | 0 | 0 | 190 | 0 | 0 | 0 | 0 | 0 | 0 | 0
2023-01-10 14:30 | 6 | 0 | 0 | 0 | 0 | 0 | 0 | 190 | 0 | 0 | 0 | 0 | 0 | 0 | 0
2023-01-10 15:00 | 7 | 0 | 0 | 0 | 0 | 0 | 0 | 190 | 0 | 0 | 0 | 0 | 0 | 0 | 0
2023-01-10 15:30 | 8 | 0 | 0 | 0 | 0 | 0 | 0 | 190 | 0 | 0 | 0 | 0 | 0 | 0 | 0
2023-01-10 16:00 | 9 | 0 | 0 | 0 | 0 | 0 | 0 | 190 | 0 | 0 | 0 | 0 | 0 | 0 | 0
2023-01-10 16:30 | 10 | 0 | 0 | 0 | 0 | 0 | 0 | 190 | 0 | 0 | 0 | 0 | 0 | 0 | 0
2023-01-10 17:00 | 11 | 0 | 0 | 0 | 0 | 0 | 0 | 190 | 0 | 0 | 0 | 0 | 0 | 0 | 0
2023-01-10 17:30 | 12 | 0 | 0 | 0 | 0 | 0 | 0 | 290 | 0 | 0 | 0 | 0 | 0 | 0 | 0
2023-01-10 18:00 | 13 | 0 | 0 | 0 | 0 | 0 | 0 | 290 | 0 | 0 | 0 | 0 | 0 | 0 | 0
2023-01-10 18:30 | 14 | 0 | 0 | 0 | 0 | 0 | 0 | 290 | 0 | 0 | 0 | 0 | 0 | 0 | 0
2023-01-10 19:00 | 15 | 0 | 0 | 0 | 0 | 0 | 0 | 290 | 0 | 0 | 0 | 0 | 0 | 0 | 0
2023-01-10 19:30 | 16 | 0 | 0 | 0 | 0 | 0 | 0 | 290 | 0 | 0 | 0 | 0 | 0 | 0 | 0
2023-01-10 20:00 | 17 | 0 | 0 | 0 | 0 | 0 | 0 | 290 | 0 | 0 | 0 | 0 | 0 | 0 | 0
2023-01-10 20:30 | 18 | 0 | 0 | 0 | 0 | 0 | 0 | 290 | 0 | 0 | 0 | 0 | 0 | 0 | 0
2023-01-10 21:00 | 19 | 0 | 0 | 0 | 0 | 0 | 0 | 290 | 0 | 0 | 0 | 0 | 0 | 0 | 0
2023-01-10 21:30 | 20 | 0 | 0 | 0 | 0 | 0 | 0 | 290 | 0 | 0 | 0 | 0 | 0 | 0 | 0
2023-01-10 22:00 | 21 | 0 | 0 | 0 | 0 | 0 | 0 | 190 | 0 | 0 | 0 | 0 | 0 | 0 | 0
2023-01-10 22:30 | 22 | 0 | 0 | 0 | 0 | 0 | 0 | 190 | 0 | 0 | 0 | 0 | 0 | 0 | 0
2023-01-10 23:00 | 23 | 0 | 0 | 0 | 0 | 0 | 0 | 190 | 0 | 0 | 0 | 0 | 0 | 0 | 0
2023-01-10 23:30 | 24 | 0 | 0 | 0 | 0 | 0 | 0 | 190 | 0 | 0 | 0 | 0 | 0 | 0 | 0
2023-01-11 | 1 | 0 | 0 | 0 | 0 | 0 | 0 | 190 | 0 | 0 | 0 | 0 | 0 | 0 | 0
2023-01-11 00:30 | 2 | 0 | 0 | 0 | 0 | 0 | 0 | 190 | 0 | 0 | 0 | 0 | 0 | 0 | 0
2023-01-11 01:00 | 3 | 0 | 0 | 0 | 0 | 0 | 0 | 190 | 0 | 0 | 0 | 0 | 0 | 0 | 0
2023-01-11 01:30 | 4 | 0 | 0 | 0 | 0 | 0 | 0 | 190 | 0 | 0 | 0 | 0 | 0 | 0 | 0
2023-01-11 02:00 | 5 | 0 | 0 | 0 | 0 | 0 | 0 | 190 | 0 | 0 | 0 | 0 | 0 | 0 | 0
2023-01-11 02:30 | 6 | 0 | 0 | 0 | 0 | 0 | 0 | 190 | 0 | 0 | 0 | 0 | 0 | 0 | 0
2023-01-11 03:00 | 7 | 0 | 0 | 0 | 0 | 0 | 0 | 190 | 0 | 0 | 0 | 0 | 0 | 0 | 0
2023-01-11 03:30 | 8 | 0 | 0 | 0 | 0 | 0 | 0 | 190 | 0 | 0 | 0 | 0 | 0 | 0 | 0
2023-01-11 04:00 | 9 | 0 | 0 | 0 | 0 | 0 | 0 | 190 | 0 | 0 | 0 | 0 | 0 | 0 | 0
2023-01-11 04:30 | 10 | 0 | 0 | 0 | 0 | 0 | 0 | 190 | 0 | 0 | 0 | 0 | 0 | 0 | 0
2023-01-11 05:00 | 11 | 0 | 0 | 0 | 0 | 0 | 0 | 190 | 0 | 0 | 0 | 0 | 0 | 0 | 0
2023-01-11 05:30 | 12 | 0 | 0 | 0 | 0 | 0 | 0 | 290 | 0 | 0 | 0 | 0 | 0 | 0 | 0
2023-01-11 06:00 | 13 | 0 | 0 | 0 | 0 | 0 | 0 | 290 | 0 | 0 | 0 | 0 | 0 | 0 | 0
2023-01-11 06:30 | 14 | 0 | 0 | 0 | 0 | 0 | 0 | 290 | 0 | 0 | 0 | 0 | 0 | 0 | 0
2023-01-11 07:00 | 15 | 0 | 0 | 0 | 0 | 0 | 0 | 290 | 0 | 0 | 0 | 0 | 0 | 0 | 0
2023-01-11 07:30 | 16 | 0 | 0 | 0 | 0 | 0 | 0 | 290 | 0 | 0 | 0 | 0 | 0 | 0 | 0
2023-01-11 08:00 | 17 | 0 | 0 | 0 | 0 | 0 | 0 | 290 | 0 | 0 | 0 | 0 | 0 | 0 | 0
2023-01-11 08:30 | 18 | 0 | 0 | 0 | 0 | 0 | 0 | 290 | 0 | 0 | 0 | 0 | 0 | 0 | 0
2023-01-11 09:00 | 19 | 0 | 0 | 0 | 0 | 0 | 0 | 290 | 0 | 0 | 0 | 0 | 0 | 0 | 0
2023-01-11 09:30 | 20 | 0 | 0 | 0 | 0 | 0 | 0 | 290 | 0 | 0 | 0 | 0 | 0 | 0 | 0
2023-01-11 10:00 | 21 | 0 | 0 | 0 | 0 | 0 | 0 | 190 | 0 | 0 | 0 | 0 | 0 | 0 | 0
2023-01-11 10:30 | 22 | 0 | 0 | 0 | 0 | 0 | 0 | 190 | 0 | 0 | 0 | 0 | 0 | 0 | 0
2023-01-11 11:00 | 23 | 0 | 0 | 0 | 0 | 0 | 0 | 190 | 0 | 0 | 0 | 0 | 0 | 0 | 0
2023-01-11 11:30 | 24 | 0 | 0 | 0 | 0 | 0 | 0 | 190 | 0 | 0 | 0 | 0 | 0 | 0 | 0
2023-01-11 12:00 | 1 | 0 | 0 | 0 | 0 | 0 | 0 | 190 | 0 | 0 | 0 | 0 | 0 | 0 | 0
2023-01-11 12:30 | 2 | 0 | 0 | 0 | 0 | 0 | 0 | 190 | 0 | 0 | 0 | 0 | 0 | 0 | 0
2023-01-11 13:00 | 3 | 0 | 0 | 0 | 0 | 0 | 0 | 190 | 0 | 0 | 0 | 0 | 0 | 0 | 0
2023-01-11 13:30 | 4 | 0 | 0 | 0 | 0 | 0 | 0 | 190 | 0 | 0 | 0 | 0 | 0 | 0 | 0
2023-01-11 14:00 | 5 | 0 | 0 | 0 | 0 | 0 | 0 | 190 | 0 | 0 | 0 | 0 | 0 | 0 | 0
2023-01-11 14:30 | 6 | 0 | 0 | 0 | 0 | 0 | 0 | 190 | 0 | 0 | 0 | 0 | 0 | 0 | 0
2023-01-11 15:00 | 7 | 0 | 0 | 0 | 0 | 0 | 0 | 190 | 0 | 0 | 0 | 0 | 0 | 0 | 0
2023-01-11 15:30 | 8 | 0 | 0 | 0 | 0 | 0 | 0 | 190 | 0 | 0 | 0 | 0 | 0 | 0 | 0
2023-01-11 16:00 | 9 | 0 | 0 | 0 | 0 | 0 | 0 | 190 | 0 | 0 | 0 | 0 | 0 | 0 | 0
2023-01-11 16:30 | 10 | 0 | 0 | 0 | 0 | 0 | 0 | 190 | 0 | 0 | 0 | 0 | 0 | 0 | 0
2023-01-11 17:00 | 11 | 0 | 0 | 0 | 0 | 0 | 0 | 190 | 0 | 0 | 0 | 0 | 0 | 0 | 0
2023-01-11 17:30 | 12 | 0 | 0 | 0 | 0 | 0 | 0 | 290 | 0 | 0 | 0 | 0 | 0 | 0 | 0
2023-01-11 18:00 | 13 | 0 | 0 | 0 | 0 | 0 | 0 | 290 | 0 | 0 | 0 | 0 | 0 | 0 | 0
2023-01-11 18:30 | 14 | 0 | 0 | 0 | 0 | 0 | 0 | 290 | 0 | 0 | 0 | 0 | 0 | 0 | 0
2023-01-11 19:00 | 15 | 0 | 0 | 0 | 0 | 0 | 0 | 290 | 0 | 0 | 0 | 0 | 0 | 0 | 0
2023-01-11 19:30 | 16 | 0 | 0 | 0 | 0 | 0 | 0 | 290 | 0 | 0 | 0 | 0 | 0 | 0 | 0
2023-01-11 20:00 | 17 | 0 | 0 | 0 | 0 | 0 | 0 | 290 | 0 | 0 | 0 | 0 | 0 | 0 | 0
2023-01-11 20:30 | 18 | 0 | 0 | 0 | 0 | 0 | 0 | 290 | 0 | 0 | 0 | 0 | 0 | 0 | 0
2023-01-11 21:00 | 19 | 0 | 0 | 0 | 0 | 0 | 0 | 290 | 0 | 0 | 0 | 0 | 0 | 0 | 0
2023-01-11 21:30 | 20 | 0 | 0 | 0 | 0 | 0 | 0 | 290 | 0 | 0 | 0 | 0 | 0 | 0 | 0
2023-01-11 22:00 | 21 | 0 | 0 | 0 | 0 | 0 | 0 | 190 | 0 | 0 | 0 | 0 | 0 | 0 | 0
2023-01-11 22:30 | 22 | 0 | 0 | 0 | 0 | 0 | 0 | 190 | 0 | 0 | 0 | 0 | 0 | 0 | 0
2023-01-11 23:00 | 23 | 0 | 0 | 0 | 0 | 0 | 0 | 190 | 0 | 0 | 0 | 0 | 0 | 0 | 0
2023-01-11 23:30 | 24 | 0 | 0 | 0 | 0 | 0 | 0 | 190 | 0 | 0 | 0 | 0 | 0 | 0 | 0
2023-01-12 | 1 | 0 | 0 | 0 | 0 | 0 | 0 | 190 | 0 | 0 | 0 | 0 | 0 | 0 | 0
2023-01-12 00:30 | 2 | 0 | 0 | 0 | 0 | 0 | 0 | 190 | 0 | 0 | 0 | 0 | 0 | 0 | 0
2023-01-12 01:00 | 3 | 0 | 0 | 0 | 0 | 0 | 0 | 190 | 0 | 0 | 0 | 0 | 0 | 0 | 0
2023-01-12 01:30 | 4 | 0 | 0 | 0 | 0 | 0 | 0 | 190 | 0 | 0 | 0 | 0 | 0 | 0 | 0
2023-01-12 02:00 | 5 | 0 | 0 | 0 | 0 | 0 | 0 | 190 | 0 | 0 | 0 | 0 | 0 | 0 | 0
2023-01-12 02:30 | 6 | 0 | 0 | 0 | 0 | 0 | 0 | 190 | 0 | 0 | 0 | 0 | 0 | 0 | 0
2023-01-12 03:00 | 7 | 0 | 0 | 0 | 0 | 0 | 0 | 190 | 0 | 0 | 0 | 0 | 0 | 0 | 0
2023-01-12 03:30 | 8 | 0 | 0 | 0 | 0 | 0 | 0 | 190 | 0 | 0 | 0 | 0 | 0 | 0 | 0
2023-01-12 04:00 | 9 | 0 | 0 | 0 | 0 | 0 | 0 | 190 | 0 | 0 | 0 | 0 | 0 | 0 | 0
2023-01-12 04:30 | 10 | 0 | 0 | 0 | 0 | 0 | 0 | 190 | 0 | 0 | 0 | 0 | 0 | 0 | 0
2023-01-12 05:00 | 11 | 0 | 0 | 0 | 0 | 0 | 0 | 190 | 0 | 0 | 0 | 0 | 0 | 0 | 0
2023-01-12 05:30 | 12 | 0 | 0 | 0 | 0 | 0 | 0 | 290 | 0 | 0 | 0 | 0 | 0 | 0 | 0
2023-01-12 06:00 | 13 | 0 | 0 | 0 | 0 | 0 | 0 | 290 | 0 | 0 | 0 | 0 | 0 | 0 | 0
2023-01-12 06:30 | 14 | 0 | 0 | 0 | 0 | 0 | 0 | 290 | 0 | 0 | 0 | 0 | 0 | 0 | 0
2023-01-12 07:00 | 15 | 0 | 0 | 0 | 0 | 0 | 0 | 290 | 0 | 0 | 0 | 0 | 0 | 0 | 0
2023-01-12 07:30 | 16 | 0 | 0 | 0 | 0 | 0 | 0 | 290 | 0 | 0 | 0 | 0 | 0 | 0 | 0
2023-01-12 08:00 | 17 | 0 | 0 | 0 | 0 | 0 | 0 | 290 | 0 | 0 | 0 | 0 | 0 | 0 | 0
2023-01-12 08:30 | 18 | 0 | 0 | 0 | 0 | 0 | 0 | 290 | 0 | 0 | 0 | 0 | 0 | 0 | 0
2023-01-12 09:00 | 19 | 0 | 0 | 0 | 0 | 0 | 0 | 290 | 0 | 0 | 0 | 0 | 0 | 0 | 0
2023-01-12 09:30 | 20 | 0 | 0 | 0 | 0 | 0 | 0 | 290 | 0 | 0 | 0 | 0 | 0 | 0 | 0
2023-01-12 10:00 | 21 | 0 | 0 | 0 | 0 | 0 | 0 | 190 | 0 | 0 | 0 | 0 | 0 | 0 | 0
2023-01-12 10:30 | 22 | 0 | 0 | 0 | 0 | 0 | 0 | 190 | 0 | 0 | 0 | 0 | 0 | 0 | 0
2023-01-12 11:00 | 23 | 0 | 0 | 0 | 0 | 0 | 0 | 190 | 0 | 0 | 0 | 0 | 0 | 0 | 0
2023-01-12 11:30 | 24 | 0 | 0 | 0 | 0 | 0 | 0 | 190 | 0 | 0 | 0 | 0 | 0 | 0 | 0
2023-01-12 12:00 | 1 | 0 | 0 | 0 | 0 | 0 | 0 | 190 | 0 | 0 | 0 | 0 | 0 | 0 | 0
2023-01-12 12:30 | 2 | 0 | 0 | 0 | 0 | 0 | 0 | 190 | 0 | 0 | 0 | 0 | 0 | 0 | 0
2023-01-12 13:00 | 3 | 0 | 0 | 0 | 0 | 0 | 0 | 190 | 0 | 0 | 0 | 0 | 0 | 0 | 0
2023-01-12 13:30 | 4 | 0 | 0 | 0 | 0 | 0 | 0 | 190 | 0 | 0 | 0 | 0 | 0 | 0 | 0
2023-01-12 14:00 | 5 | 0 | 0 | 0 | 0 | 0 | 0 | 190 | 0 | 0 | 0 | 0 | 0 | 0 | 0
2023-01-12 14:30 | 6 | 0 | 0 | 0 | 0 | 0 | 0 | 190 | 0 | 0 | 0 | 0 | 0 | 0 | 0
2023-01-12 15:00 | 7 | 0 | 0 | 0 | 0 | 0 | 0 | 190 | 0 | 0 | 0 | 0 | 0 | 0 | 0
2023-01-12 15:30 | 8 | 0 | 0 | 0 | 0 | 0 | 0 | 190 | 0 | 0 | 0 | 0 | 0 | 0 | 0
2023-01-12 16:00 | 9 | 0 | 0 | 0 | 0 | 0 | 0 | 190 | 0 | 0 | 0 | 0 | 0 | 0 | 0
2023-01-12 16:30 | 10 | 0 | 0 | 0 | 0 | 0 | 0 | 190 | 0 | 0 | 0 | 0 | 0 | 0 | 0
2023-01-12 17:00 | 11 | 0 | 0 | 0 | 0 | 0 | 0 | 190 | 0 | 0 | 0 | 0 | 0 | 0 | 0
2023-01-12 17:30 | 12 | 0 | 0 | 0 | 0 | 0 | 0 | 290 | 0 | 0 | 0 | 0 | 0 | 0 | 0
2023-01-12 18:00 | 13 | 0 | 0 | 0 | 0 | 0 | 0 | 290 | 0 | 0 | 0 | 0 | 0 | 0 | 0
2023-01-12 18:30 | 14 | 0 | 0 | 0 | 0 | 0 | 0 | 290 | 0 | 0 | 0 | 0 | 0 | 0 | 0
2023-01-12 19:00 | 15 | 0 | 0 | 0 | 0 | 0 | 0 | 290 | 0 | 0 | 0 | 0 | 0 | 0 | 0
2023-01-12 19:30 | 16 | 0 | 0 | 0 | 0 | 0 | 0 | 290 | 0 | 0 | 0 | 0 | 0 | 0 | 0
2023-01-12 20:00 | 17 | 0 | 0 | 0 | 0 | 0 | 0 | 290 | 0 | 0 | 0 | 0 | 0 | 0 | 0
2023-01-12 20:30 | 18 | 0 | 0 | 0 | 0 | 0 | 0 | 290 | 0 | 0 | 0 | 0 | 0 | 0 | 0
2023-01-12 21:00 | 19 | 0 | 0 | 0 | 0 | 0 | 0 | 290 | 0 | 0 | 0 | 0 | 0 | 0 | 0
2023-01-12 21:30 | 20 | 0 | 0 | 0 | 0 | 0 | 0 | 290 | 0 | 0 | 0 | 0 | 0 | 0 | 0
2023-01-12 22:00 | 21 | 0 | 0 | 0 | 0 | 0 | 0 | 190 | 0 | 0 | 0 | 0 | 0 | 0 | 0
2023-01-12 22:30 | 22 | 0 | 0 | 0 | 0 | 0 | 0 | 190 | 0 | 0 | 0 | 0 | 0 | 0 | 0
2023-01-12 23:00 | 23 | 0 | 0 | 0 | 0 | 0 | 0 | 190 | 0 | 0 | 0 | 0 | 0 | 0 | 0
2023-01-12 23:30 | 24 | 0 | 0 | 0 | 0 | 0 | 0 | 190 | 0 | 0 | 0 | 0 | 0 | 0 | 0
2023-01-13 | 1 | 0 | 0 | 0 | 0 | 0 | 0 | 190 | 0 | 0 | 0 | 0 | 0 | 0 | 0
2023-01-13 00:30 | 2 | 0 | 0 | 0 | 0 | 0 | 0 | 190 | 0 | 0 | 0 | 0 | 0 | 0 | 0
2023-01-13 01:00 | 3 | 0 | 0 | 0 | 0 | 0 | 0 | 190 | 0 | 0 | 0 | 0 | 0 | 0 | 0
2023-01-13 01:30 | 4 | 0 | 0 | 0 | 0 | 0 | 0 | 190 | 0 | 0 | 0 | 0 | 0 | 0 | 0
2023-01-13 02:00 | 5 | 0 | 0 | 0 | 0 | 0 | 0 | 190 | 0 | 0 | 0 | 0 | 0 | 0 | 0
2023-01-13 02:30 | 6 | 0 | 0 | 0 | 0 | 0 | 0 | 190 | 0 | 0 | 0 | 0 | 0 | 0 | 0
2023-01-13 03:00 | 7 | 0 | 0 | 0 | 0 | 0 | 0 | 190 | 0 | 0 | 0 | 0 | 0 | 0 | 0
2023-01-13 03:30 | 8 | 0 | 0 | 0 | 0 | 0 | 0 | 190 | 0 | 0 | 0 | 0 | 0 | 0 | 0
2023-01-13 04:00 | 9 | 0 | 0 | 0 | 0 | 0 | 0 | 190 | 0 | 0 | 0 | 0 | 0 | 0 | 0
2023-01-13 04:30 | 10 | 0 | 0 | 0 | 0 | 0 | 0 | 190 | 0 | 0 | 0 | 0 | 0 | 0 | 0
2023-01-13 05:00 | 11 | 0 | 0 | 0 | 0 | 0 | 0 | 190 | 0 | 0 | 0 | 0 | 0 | 0 | 0
2023-01-13 05:30 | 12 | 0 | 0 | 0 | 0 | 0 | 0 | 290 | 0 | 0 | 0 | 0 | 0 | 0 | 0
2023-01-13 06:00 | 13 | 0 | 0 | 0 | 0 | 0 | 0 | 290 | 0 | 0 | 0 | 0 | 0 | 0 | 0
2023-01-13 06:30 | 14 | 0 | 0 | 0 | 0 | 0 | 0 | 290 | 0 | 0 | 0 | 0 | 0 | 0 | 0
2023-01-13 07:00 | 15 | 0 | 0 | 0 | 0 | 0 | 0 | 290 | 0 | 0 | 0 | 0 | 0 | 0 | 0
2023-01-13 07:30 | 16 | 0 | 0 | 0 | 0 | 0 | 0 | 290 | 0 | 0 | 0 | 0 | 0 | 0 | 0
2023-01-13 08:00 | 17 | 0 | 0 | 0 | 0 | 0 | 0 | 290 | 0 | 0 | 0 | 0 | 0 | 0 | 0
2023-01-13 08:30 | 18 | 0 | 0 | 0 | 0 | 0 | 0 | 290 | 0 | 0 | 0 | 0 | 0 | 0 | 0
2023-01-13 09:00 | 19 | 0 | 0 | 0 | 0 | 0 | 0 | 290 | 0 | 0 | 0 | 0 | 0 | 0 | 0
2023-01-13 09:30 | 20 | 0 | 0 | 0 | 0 | 0 | 0 | 290 | 0 | 0 | 0 | 0 | 0 | 0 | 0
2023-01-13 10:00 | 21 | 0 | 0 | 0 | 0 | 0 | 0 | 190 | 0 | 0 | 0 | 0 | 0 | 0 | 0
2023-01-13 10:30 | 22 | 0 | 0 | 0 | 0 | 0 | 0 | 190 | 0 | 0 | 0 | 0 | 0 | 0 | 0
2023-01-13 11:00 | 23 | 0 | 0 | 0 | 0 | 0 | 0 | 190 | 0 | 0 | 0 | 0 | 0 | 0 | 0
2023-01-13 11:30 | 24 | 0 | 0 | 0 | 0 | 0 | 0 | 190 | 0 | 0 | 0 | 0 | 0 | 0 | 0
2023-01-13 12:00 | 1 | 0 | 0 | 0 | 0 | 0 | 0 | 190 | 0 | 0 | 0 | 0 | 0 | 0 | 0
2023-01-13 12:30 | 2 | 0 | 0 | 0 | 0 | 0 | 0 | 190 | 0 | 0 | 0 | 0 | 0 | 0 | 0
2023-01-13 13:00 | 3 | 0 | 0 | 0 | 0 | 0 | 0 | 190 | 0 | 0 | 0 | 0 | 0 | 0 | 0
2023-01-13 13:30 | 4 | 0 | 0 | 0 | 0 | 0 | 0 | 190 | 0 | 0 | 0 | 0 | 0 | 0 | 0
2023-01-13 14:00 | 5 | 0 | 0 | 0 | 0 | 0 | 0 | 190 | 0 | 0 | 0 | 0 | 0 | 0 | 0
2023-01-13 14:30 | 6 | 0 | 0 | 0 | 0 | 0 | 0 | 190 | 0 | 0 | 0 | 0 | 0 | 0 | 0
2023-01-13 15:00 | 7 | 0 | 0 | 0 | 0 | 0 | 0 | 190 | 0 | 0 | 0 | 0 | 0 | 0 | 0
2023-01-13 15:30 | 8 | 0 | 0 | 0 | 0 | 0 | 0 | 190 | 0 | 0 | 0 | 0 | 0 | 0 | 0
2023-01-13 16:00 | 9 | 0 | 0 | 0 | 0 | 0 | 0 | 190 | 0 | 0 | 0 | 0 | 0 | 0 | 0
2023-01-13 16:30 | 10 | 0 | 0 | 0 | 0 | 0 | 0 | 190 | 0 | 0 | 0 | 0 | 0 | 0 | 0
2023-01-13 17:00 | 11 | 0 | 0 | 0 | 0 | 0 | 0 | 190 | 0 | 0 | 0 | 0 | 0 | 0 | 0
2023-01-13 17:30 | 12 | 0 | 0 | 0 | 0 | 0 | 0 | 290 | 0 | 0 | 0 | 0 | 0 | 0 | 0
2023-01-13 18:00 | 13 | 0 | 0 | 0 | 0 | 0 | 0 | 290 | 0 | 0 | 0 | 0 | 0 | 0 | 0
2023-01-13 18:30 | 14 | 0 | 0 | 0 | 0 | 0 | 0 | 290 | 0 | 0 | 0 | 0 | 0 | 0 | 0
2023-01-13 19:00 | 15 | 0 | 0 | 0 | 0 | 0 | 0 | 290 | 0 | 0 | 0 | 0 | 0 | 0 | 0
2023-01-13 19:30 | 16 | 0 | 0 | 0 | 0 | 0 | 0 | 290 | 0 | 0 | 0 | 0 | 0 | 0 | 0
2023-01-13 20:00 | 17 | 0 | 0 | 0 | 0 | 0 | 0 | 290 | 0 | 0 | 0 | 0 | 0 | 0 | 0
2023-01-13 20:30 | 18 | 0 | 0 | 0 | 0 | 0 | 0 | 290 | 0 | 0 | 0 | 0 | 0 | 0 | 0
2023-01-13 21:00 | 19 | 0 | 0 | 0 | 0 | 0 | 0 | 290 | 0 | 0 | 0 | 0 | 0 | 0 | 0
2023-01-13 21:30 | 20 | 0 | 0 | 0 | 0 | 0 | 0 | 290 | 0 | 0 | 0 | 0 | 0 | 0 | 0
2023-01-13 22:00 | 21 | 0 | 0 | 0 | 0 | 0 | 0 | 190 | 0 | 0 | 0 | 0 | 0 | 0 | 0
2023-01-13 22:30 | 22 | 0 | 0 | 0 | 0 | 0 | 0 | 190 | 0 | 0 | 0 | 0 | 0 | 0 | 0
2023-01-13 23:00 | 23 | 0 | 0 | 0 | 0 | 0 | 0 | 190 | 0 | 0 | 0 | 0 | 0 | 0 | 0
2023-01-13 23:30 | 24 | 0 | 0 | 0 | 0 | 0 | 0 | 190 | 0 | 0 | 0 | 0 | 0 | 0 | 0
2023-01-14 | 1 | 0 | 0 | 0 | 0 | 0 | 0 | 190 | 0 | 0 | 0 | 0 | 0 | 0 | 0
2023-01-14 00:30 | 2 | 0 | 0 | 0 | 0 | 0 | 0 | 190 | 0 | 0 | 0 | 0 | 0 | 0 | 0
2023-01-14 01:00 | 3 | 0 | 0 | 0 | 0 | 0 | 0 | 190 | 0 | 0 | 0 | 0 | 0 | 0 | 0
2023-01-14 01:30 | 4 | 0 | 0 | 0 | 0 | 0 | 0 | 190 | 0 | 0 | 0 | 0 | 0 | 0 | 0
2023-01-14 02:00 | 5 | 0 | 0 | 0 | 0 | 0 | 0 | 190 | 0 | 0 | 0 | 0 | 0 | 0 | 0
2023-01-14 02:30 | 6 | 0 | 0 | 0 | 0 | 0 | 0 | 190 | 0 | 0 | 0 | 0 | 0 | 0 | 0
2023-01-14 03:00 | 7 | 0 | 0 | 0 | 0 | 0 | 0 | 190 | 0 | 0 | 0 | 0 | 0 | 0 | 0
2023-01-14 03:30 | 8 | 0 | 0 | 0 | 0 | 0 | 0 | 190 | 0 | 0 | 0 | 0 | 0 | 0 | 0
2023-01-14 04:00 | 9 | 0 | 0 | 0 | 0 | 0 | 0 | 190 | 0 | 0 | 0 | 0 | 0 | 0 | 0
2023-01-14 04:30 | 10 | 0 | 0 | 0 | 0 | 0 | 0 | 190 | 0 | 0 | 0 | 0 | 0 | 0 | 0
2023-01-14 05:00 | 11 | 0 | 0 | 0 | 0 | 0 | 0 | 190 | 0 | 0 | 0 | 0 | 0 | 0 | 0
2023-01-14 05:30 | 12 | 0 | 0 | 0 | 0 | 0 | 0 | 290 | 0 | 0 | 0 | 0 | 0 | 0 | 0
2023-01-14 06:00 | 13 | 0 | 0 | 0 | 0 | 0 | 0 | 290 | 0 | 0 | 0 | 0 | 0 | 0 | 0
2023-01-14 06:30 | 14 | 0 | 0 | 0 | 0 | 0 | 0 | 290 | 0 | 0 | 0 | 0 | 0 | 0 | 0
2023-01-14 07:00 | 15 | 0 | 0 | 0 | 0 | 0 | 0 | 290 | 0 | 0 | 0 | 0 | 0 | 0 | 0
2023-01-14 07:30 | 16 | 0 | 0 | 0 | 0 | 0 | 0 | 290 | 0 | 0 | 0 | 0 | 0 | 0 | 0
2023-01-14 08:00 | 17 | 0 | 0 | 0 | 0 | 0 | 0 | 290 | 0 | 0 | 0 | 0 | 0 | 0 | 0
2023-01-14 08:30 | 18 | 0 | 0 | 0 | 0 | 0 | 0 | 290 | 0 | 0 | 0 | 0 | 0 | 0 | 0
2023-01-14 09:00 | 19 | 0 | 0 | 0 | 0 | 0 | 0 | 290 | 0 | 0 | 0 | 0 | 0 | 0 | 0
2023-01-14 09:30 | 20 | 0 | 0 | 0 | 0 | 0 | 0 | 290 | 0 | 0 | 0 | 0 | 0 | 0 | 0
2023-01-14 10:00 | 21 | 0 | 0 | 0 | 0 | 0 | 0 | 190 | 0 | 0 | 0 | 0 | 0 | 0 | 0
2023-01-14 10:30 | 22 | 0 | 0 | 0 | 0 | 0 | 0 | 190 | 0 | 0 | 0 | 0 | 0 | 0 | 0
2023-01-14 11:00 | 23 | 0 | 0 | 0 | 0 | 0 | 0 | 190 | 0 | 0 | 0 | 0 | 0 | 0 | 0
2023-01-14 11:30 | 24 | 0 | 0 | 0 | 0 | 0 | 0 | 190 | 0 | 0 | 0 | 0 | 0 | 0 | 0
2023-01-14 12:00 | 1 | 0 | 0 | 0 | 0 | 0 | 0 | 190 | 0 | 0 | 0 | 0 | 0 | 0 | 0
2023-01-14 12:30 | 2 | 0 | 0 | 0 | 0 | 0 | 0 | 190 | 0 | 0 | 0 | 0 | 0 | 0 | 0
2023-01-14 13:00 | 3 | 0 | 0 | 0 | 0 | 0 | 0 | 190 | 0 | 0 | 0 | 0 | 0 | 0 | 0
2023-01-14 13:30 | 4 | 0 | 0 | 0 | 0 | 0 | 0 | 190 | 0 | 0 | 0 | 0 | 0 | 0 | 0
2023-01-14 14:00 | 5 | 0 | 0 | 0 | 0 | 0 | 0 | 190 | 0 | 0 | 0 | 0 | 0 | 0 | 0
2023-01-14 14:30 | 6 | 0 | 0 | 0 | 0 | 0 | 0 | 190 | 0 | 0 | 0 | 0 | 0 | 0 | 0
2023-01-14 15:00 | 7 | 0 | 0 | 0 | 0 | 0 | 0 | 190 | 0 | 0 | 0 | 0 | 0 | 0 | 0
2023-01-14 15:30 | 8 | 0 | 0 | 0 | 0 | 0 | 0 | 190 | 0 | 0 | 0 | 0 | 0 | 0 | 0
2023-01-14 16:00 | 9 | 0 | 0 | 0 | 0 | 0 | 0 | 190 | 0 | 0 | 0 | 0 | 0 | 0 | 0
2023-01-14 16:30 | 10 | 0 | 0 | 0 | 0 | 0 | 0 | 190 | 0 | 0 | 0 | 0 | 0 | 0 | 0
2023-01-14 17:00 | 11 | 0 | 0 | 0 | 0 | 0 | 0 | 190 | 0 | 0 | 0 | 0 | 0 | 0 | 0
2023-01-14 17:30 | 12 | 0 | 0 | 0 | 0 | 0 | 0 | 290 | 0 | 0 | 0 | 0 | 0 | 0 | 0
2023-01-14 18:00 | 13 | 0 | 0 | 0 | 0 | 0 | 0 | 290 | 0 | 0 | 0 | 0 | 0 | 0 | 0
2023-01-14 18:30 | 14 | 0 | 0 | 0 | 0 | 0 | 0 | 290 | 0 | 0 | 0 | 0 | 0 | 0 | 0
2023-01-14 19:00 | 15 | 0 | 0 | 0 | 0 | 0 | 0 | 290 | 0 | 0 | 0 | 0 | 0 | 0 | 0
2023-01-14 19:30 | 16 | 0 | 0 | 0 | 0 | 0 | 0 | 290 | 0 | 0 | 0 | 0 | 0 | 0 | 0
2023-01-14 20:00 | 17 | 0 | 0 | 0 | 0 | 0 | 0 | 290 | 0 | 0 | 0 | 0 | 0 | 0 | 0
2023-01-14 20:30 | 18 | 0 | 0 | 0 | 0 | 0 | 0 | 290 | 0 | 0 | 0 | 0 | 0 | 0 | 0
2023-01-14 21:00 | 19 | 0 | 0 | 0 | 0 | 0 | 0 | 290 | 0 | 0 | 0 | 0 | 0 | 0 | 0
2023-01-14 21:30 | 20 | 0 | 0 | 0 | 0 | 0 | 0 | 290 | 0 | 0 | 0 | 0 | 0 | 0 | 0
2023-01-14 22:00 | 21 | 0 | 0 | 0 | 0 | 0 | 0 | 190 | 0 | 0 | 0 | 0 | 0 | 0 | 0
2023-01-14 22:30 | 22 | 0 | 0 | 0 | 0 | 0 | 0 | 190 | 0 | 0 | 0 | 0 | 0 | 0 | 0
2023-01-14 23:00 | 23 | 0 | 0 | 0 | 0 | 0 | 0 | 190 | 0 | 0 | 0 | 0 | 0 | 0 | 0
2023-01-14 23:30 | 24 | 0 | 0 | 0 | 0 | 0 | 0 | 190 | 0 | 0 | 0 | 0 | 0 | 0 | 0
2023-01-15 | 1 | 0 | 0 | 0 | 0 | 0 | 0 | 190 | 0 | 0 | 0 | 0 | 0 | 0 | 0
2023-01-15 00:30 | 2 | 0 | 0 | 0 | 0 | 0 | 0 | 190 | 0 | 0 | 0 | 0 | 0 | 0 | 0
2023-01-15 01:00 | 3 | 0 | 0 | 0 | 0 | 0 | 0 | 190 | 0 | 0 | 0 | 0 | 0 | 0 | 0
2023-01-15 01:30 | 4 | 0 | 0 | 0 | 0 | 0 | 0 | 190 | 0 | 0 | 0 | 0 | 0 | 0 | 0
2023-01-15 02:00 | 5 | 0 | 0 | 0 | 0 | 0 | 0 | 190 | 0 | 0 | 0 | 0 | 0 | 0 | 0
2023-01-15 02:30 | 6 | 0 | 0 | 0 | 0 | 0 | 0 | 190 | 0 | 0 | 0 | 0 | 0 | 0 | 0
2023-01-15 03:00 | 7 | 0 | 0 | 0 | 0 | 0 | 0 | 190 | 0 | 0 | 0 | 0 | 0 | 0 | 0
2023-01-15 03:30 | 8 | 0 | 0 | 0 | 0 | 0 | 0 | 190 | 0 | 0 | 0 | 0 | 0 | 0 | 0
2023-01-15 04:00 | 9 | 0 | 0 | 0 | 0 | 0 | 0 | 190 | 0 | 0 | 0 | 0 | 0 | 0 | 0
2023-01-15 04:30 | 10 | 0 | 0 | 0 | 0 | 0 | 0 | 190 | 0 | 0 | 0 | 0 | 0 | 0 | 0
2023-01-15 05:00 | 11 | 0 | 0 | 0 | 0 | 0 | 0 | 190 | 0 | 0 | 0 | 0 | 0 | 0 | 0
2023-01-15 05:30 | 12 | 0 | 0 | 0 | 0 | 0 | 0 | 290 | 0 | 0 | 0 | 0 | 0 | 0 | 0
2023-01-15 06:00 | 13 | 0 | 0 | 0 | 0 | 0 | 0 | 290 | 0 | 0 | 0 | 0 | 0 | 0 | 0
2023-01-15 06:30 | 14 | 0 | 0 | 0 | 0 | 0 | 0 | 290 | 0 | 0 | 0 | 0 | 0 | 0 | 0
2023-01-15 07:00 | 15 | 0 | 0 | 0 | 0 | 0 | 0 | 290 | 0 | 0 | 0 | 0 | 0 | 0 | 0
2023-01-15 07:30 | 16 | 0 | 0 | 0 | 0 | 0 | 0 | 290 | 0 | 0 | 0 | 0 | 0 | 0 | 0
2023-01-15 08:00 | 17 | 0 | 0 | 0 | 0 | 0 | 0 | 290 | 0 | 0 | 0 | 0 | 0 | 0 | 0
2023-01-15 08:30 | 18 | 0 | 0 | 0 | 0 | 0 | 0 | 290 | 0 | 0 | 0 | 0 | 0 | 0 | 0
2023-01-15 09:00 | 19 | 0 | 0 | 0 | 0 | 0 | 0 | 290 | 0 | 0 | 0 | 0 | 0 | 0 | 0
2023-01-15 09:30 | 20 | 0 | 0 | 0 | 0 | 0 | 0 | 290 | 0 | 0 | 0 | 0 | 0 | 0 | 0
2023-01-15 10:00 | 21 | 0 | 0 | 0 | 0 | 0 | 0 | 190 | 0 | 0 | 0 | 0 | 0 | 0 | 0
2023-01-15 10:30 | 22 | 0 | 0 | 0 | 0 | 0 | 0 | 190 | 0 | 0 | 0 | 0 | 0 | 0 | 0
2023-01-15 11:00 | 23 | 0 | 0 | 0 | 0 | 0 | 0 | 190 | 0 | 0 | 0 | 0 | 0 | 0 | 0
2023-01-15 11:30 | 24 | 0 | 0 | 0 | 0 | 0 | 0 | 190 | 0 | 0 | 0 | 0 | 0 | 0 | 0
2023-01-15 12:00 | 1 | 0 | 0 | 0 | 0 | 0 | 0 | 190 | 0 | 0 | 0 | 0 | 0 | 0 | 0
2023-01-15 12:30 | 2 | 0 | 0 | 0 | 0 | 0 | 0 | 190 | 0 | 0 | 0 | 0 | 0 | 0 | 0
2023-01-15 13:00 | 3 | 0 | 0 | 0 | 0 | 0 | 0 | 190 | 0 | 0 | 0 | 0 | 0 | 0 | 0
2023-01-15 13:30 | 4 | 0 | 0 | 0 | 0 | 0 | 0 | 190 | 0 | 0 | 0 | 0 | 0 | 0 | 0
2023-01-15 14:00 | 5 | 0 | 0 | 0 | 0 | 0 | 0 | 190 | 0 | 0 | 0 | 0 | 0 | 0 | 0
2023-01-15 14:30 | 6 | 0 | 0 | 0 | 0 | 0 | 0 | 190 | 0 | 0 | 0 | 0 | 0 | 0 | 0
2023-01-15 15:00 | 7 | 0 | 0 | 0 | 0 | 0 | 0 | 190 | 0 | 0 | 0 | 0 | 0 | 0 | 0
2023-01-15 15:30 | 8 | 0 | 0 | 0 | 0 | 0 | 0 | 190 | 0 | 0 | 0 | 0 | 0 | 0 | 0
2023-01-15 16:00 | 9 | 0 | 0 | 0 | 0 | 0 | 0 | 190 | 0 | 0 | 0 | 0 | 0 | 0 | 0
2023-01-15 16:30 | 10 | 0 | 0 | 0 | 0 | 0 | 0 | 190 | 0 | 0 | 0 | 0 | 0 | 0 | 0
2023-01-15 17:00 | 11 | 0 | 0 | 0 | 0 | 0 | 0 | 190 | 0 | 0 | 0 | 0 | 0 | 0 | 0
2023-01-15 17:30 | 12 | 0 | 0 | 0 | 0 | 0 | 0 | 290 | 0 | 0 | 0 | 0 | 0 | 0 | 0
2023-01-15 18:00 | 13 | 0 | 0 | 0 | 0 | 0 | 0 | 290 | 0 | 0 | 0 | 0 | 0 | 0 | 0
2023-01-15 18:30 | 14 | 0 | 0 | 0 | 0 | 0 | 0 | 290 | 0 | 0 | 0 | 0 | 0 | 0 | 0
2023-01-15 19:00 | 15 | 0 | 0 | 0 | 0 | 0 | 0 | 290 | 0 | 0 | 0 | 0 | 0 | 0 | 0
2023-01-15 19:30 | 16 | 0 | 0 | 0 | 0 | 0 | 0 | 290 | 0 | 0 | 0 | 0 | 0 | 0 | 0
2023-01-15 20:00 | 17 | 0 | 0 | 0 | 0 | 0 | 0 | 290 | 0 | 0 | 0 | 0 | 0 | 0 | 0
2023-01-15 20:30 | 18 | 0 | 0 | 0 | 0 | 0 | 0 | 290 | 0 | 0 | 0 | 0 | 0 | 0 | 0
2023-01-15 21:00 | 19 | 0 | 0 | 0 | 0 | 0 | 0 | 290 | 0 | 0 | 0 | 0 | 0 | 0 | 0
2023-01-15 21:30 | 20 | 0 | 0 | 0 | 0 | 0 | 0 | 290 | 0 | 0 | 0 | 0 | 0 | 0 | 0
2023-01-15 22:00 | 21 | 0 | 0 | 0 | 0 | 0 | 0 | 190 | 0 | 0 | 0 | 0 | 0 | 0 | 0
2023-01-15 22:30 | 22 | 0 | 0 | 0 | 0 | 0 | 0 | 190 | 0 | 0 | 0 | 0 | 0 | 0 | 0
2023-01-15 23:00 | 23 | 0 | 0 | 0 | 0 | 0 | 0 | 190 | 0 | 0 | 0 | 0 | 0 | 0 | 0
2023-01-15 23:30 | 24 | 0 | 0 | 0 | 0 | 0 | 0 | 190 | 0 | 0 | 0 | 0 | 0 | 0 | 0
2023-01-16 | 1 | 0 | 0 | 0 | 0 | 0 | 0 | 190 | 0 | 0 | 0 | 0 | 0 | 0 | 0
2023-01-16 00:30 | 2 | 0 | 0 | 0 | 0 | 0 | 0 | 190 | 0 | 0 | 0 | 0 | 0 | 0 | 0
2023-01-16 01:00 | 3 | 0 | 0 | 0 | 0 | 0 | 0 | 190 | 0 | 0 | 0 | 0 | 0 | 0 | 0
2023-01-16 01:30 | 4 | 0 | 0 | 0 | 0 | 0 | 0 | 190 | 0 | 0 | 0 | 0 | 0 | 0 | 0
2023-01-16 02:00 | 5 | 0 | 0 | 0 | 0 | 0 | 0 | 190 | 0 | 0 | 0 | 0 | 0 | 0 | 0
2023-01-16 02:30 | 6 | 0 | 0 | 0 | 0 | 0 | 0 | 190 | 0 | 0 | 0 | 0 | 0 | 0 | 0
2023-01-16 03:00 | 7 | 0 | 0 | 0 | 0 | 0 | 0 | 190 | 0 | 0 | 0 | 0 | 0 | 0 | 0
2023-01-16 03:30 | 8 | 0 | 0 | 0 | 0 | 0 | 0 | 190 | 0 | 0 | 0 | 0 | 0 | 0 | 0
2023-01-16 04:00 | 9 | 0 | 0 | 0 | 0 | 0 | 0 | 190 | 0 | 0 | 0 | 0 | 0 | 0 | 0
2023-01-16 04:30 | 10 | 0 | 0 | 0 | 0 | 0 | 0 | 190 | 0 | 0 | 0 | 0 | 0 | 0 | 0
2023-01-16 05:00 | 11 | 0 | 0 | 0 | 0 | 0 | 0 | 190 | 0 | 0 | 0 | 0 | 0 | 0 | 0
2023-01-16 05:30 | 12 | 0 | 0 | 0 | 0 | 0 | 0 | 290 | 0 | 0 | 0 | 0 | 0 | 0 | 0
2023-01-16 06:00 | 13 | 0 | 0 | 0 | 0 | 0 | 0 | 290 | 0 | 0 | 0 | 0 | 0 | 0 | 0
2023-01-16 06:30 | 14 | 0 | 0 | 0 | 0 | 0 | 0 | 290 | 0 | 0 | 0 | 0 | 0 | 0 | 0
2023-01-16 07:00 | 15 | 0 | 0 | 0 | 0 | 0 | 0 | 290 | 0 | 0 | 0 | 0 | 0 | 0 | 0
2023-01-16 07:30 | 16 | 0 | 0 | 0 | 0 | 0 | 0 | 290 | 0 | 0 | 0 | 0 | 0 | 0 | 0
2023-01-16 08:00 | 17 | 0 | 0 | 0 | 0 | 0 | 0 | 290 | 0 | 0 | 0 | 0 | 0 | 0 | 0
2023-01-16 08:30 | 18 | 0 | 0 | 0 | 0 | 0 | 0 | 290 | 0 | 0 | 0 | 0 | 0 | 0 | 0
2023-01-16 09:00 | 19 | 0 | 0 | 0 | 0 | 0 | 0 | 290 | 0 | 0 | 0 | 0 | 0 | 0 | 0
2023-01-16 09:30 | 20 | 0 | 0 | 0 | 0 | 0 | 0 | 290 | 0 | 0 | 0 | 0 | 0 | 0 | 0
2023-01-16 10:00 | 21 | 0 | 0 | 0 | 0 | 0 | 0 | 190 | 0 | 0 | 0 | 0 | 0 | 0 | 0
2023-01-16 10:30 | 22 | 0 | 0 | 0 | 0 | 0 | 0 | 190 | 0 | 0 | 0 | 0 | 0 | 0 | 0
2023-01-16 11:00 | 23 | 0 | 0 | 0 | 0 | 0 | 0 | 190 | 0 | 0 | 0 | 0 | 0 | 0 | 0
2023-01-16 11:30 | 24 | 0 | 0 | 0 | 0 | 0 | 0 | 190 | 0 | 0 | 0 | 0 | 0 | 0 | 0
2023-01-16 12:00 | 1 | 0 | 0 | 0 | 0 | 0 | 0 | 190 | 0 | 0 | 0 | 0 | 0 | 0 | 0
2023-01-16 12:30 | 2 | 0 | 0 | 0 | 0 | 0 | 0 | 190 | 0 | 0 | 0 | 0 | 0 | 0 | 0
2023-01-16 13:00 | 3 | 0 | 0 | 0 | 0 | 0 | 0 | 190 | 0 | 0 | 0 | 0 | 0 | 0 | 0
2023-01-16 13:30 | 4 | 0 | 0 | 0 | 0 | 0 | 0 | 190 | 0 | 0 | 0 | 0 | 0 | 0 | 0
2023-01-16 14:00 | 5 | 0 | 0 | 0 | 0 | 0 | 0 | 190 | 0 | 0 | 0 | 0 | 0 | 0 | 0
2023-01-16 14:30 | 6 | 0 | 0 | 0 | 0 | 0 | 0 | 190 | 0 | 0 | 0 | 0 | 0 | 0 | 0
2023-01-16 15:00 | 7 | 0 | 0 | 0 | 0 | 0 | 0 | 190 | 0 | 0 | 0 | 0 | 0 | 0 | 0
2023-01-16 15:30 | 8 | 0 | 0 | 0 | 0 | 0 | 0 | 190 | 0 | 0 | 0 | 0 | 0 | 0 | 0
2023-01-16 16:00 | 9 | 0 | 0 | 0 | 0 | 0 | 0 | 190 | 0 | 0 | 0 | 0 | 0 | 0 | 0
2023-01-16 16:30 | 10 | 0 | 0 | 0 | 0 | 0 | 0 | 190 | 0 | 0 | 0 | 0 | 0 | 0 | 0
2023-01-16 17:00 | 11 | 0 | 0 | 0 | 0 | 0 | 0 | 190 | 0 | 0 | 0 | 0 | 0 | 0 | 0
2023-01-16 17:30 | 12 | 0 | 0 | 0 | 0 | 0 | 0 | 290 | 0 | 0 | 0 | 0 | 0 | 0 | 0
2023-01-16 18:00 | 13 | 0 | 0 | 0 | 0 | 0 | 0 | 290 | 0 | 0 | 0 | 0 | 0 | 0 | 0
2023-01-16 18:30 | 14 | 0 | 0 | 0 | 0 | 0 | 0 | 290 | 0 | 0 | 0 | 0 | 0 | 0 | 0
2023-01-16 19:00 | 15 | 0 | 0 | 0 | 0 | 0 | 0 | 290 | 0 | 0 | 0 | 0 | 0 | 0 | 0
2023-01-16 19:30 | 16 | 0 | 0 | 0 | 0 | 0 | 0 | 290 | 0 | 0 | 0 | 0 | 0 | 0 | 0
2023-01-16 20:00 | 17 | 0 | 0 | 0 | 0 | 0 | 0 | 290 | 0 | 0 | 0 | 0 | 0 | 0 | 0
2023-01-16 20:30 | 18 | 0 | 0 | 0 | 0 | 0 | 0 | 290 | 0 | 0 | 0 | 0 | 0 | 0 | 0
2023-01-16 21:00 | 19 | 0 | 0 | 0 | 0 | 0 | 0 | 290 | 0 | 0 | 0 | 0 | 0 | 0 | 0
2023-01-16 21:30 | 20 | 0 | 0 | 0 | 0 | 0 | 0 | 290 | 0 | 0 | 0 | 0 | 0 | 0 | 0
2023-01-16 22:00 | 21 | 0 | 0 | 0 | 0 | 0 | 0 | 190 | 0 | 0 | 0 | 0 | 0 | 0 | 0
2023-01-16 22:30 | 22 | 0 | 0 | 0 | 0 | 0 | 0 | 190 | 0 | 0 | 0 | 0 | 0 | 0 | 0
2023-01-16 23:00 | 23 | 0 | 0 | 0 | 0 | 0 | 0 | 190 | 0 | 0 | 0 | 0 | 0 | 0 | 0
2023-01-16 23:30 | 24 | 0 | 0 | 0 | 0 | 0 | 0 | 190 | 0 | 0 | 0 | 0 | 0 | 0 | 0
2023-01-17 | 1 | 0 | 0 | 0 | 0 | 0 | 0 | 190 | 0 | 0 | 0 | 0 | 0 | 0 | 0
2023-01-17 00:30 | 2 | 0 | 0 | 0 | 0 | 0 | 0 | 190 | 0 | 0 | 0 | 0 | 0 | 0 | 0
2023-01-17 01:00 | 3 | 0 | 0 | 0 | 0 | 0 | 0 | 190 | 0 | 0 | 0 | 0 | 0 | 0 | 0
2023-01-17 01:30 | 4 | 0 | 0 | 0 | 0 | 0 | 0 | 190 | 0 | 0 | 0 | 0 | 0 | 0 | 0
2023-01-17 02:00 | 5 | 0 | 0 | 0 | 0 | 0 | 0 | 190 | 0 | 0 | 0 | 0 | 0 | 0 | 0
2023-01-17 02:30 | 6 | 0 | 0 | 0 | 0 | 0 | 0 | 190 | 0 | 0 | 0 | 0 | 0 | 0 | 0
2023-01-17 03:00 | 7 | 0 | 0 | 0 | 0 | 0 | 0 | 190 | 0 | 0 | 0 | 0 | 0 | 0 | 0
2023-01-17 03:30 | 8 | 0 | 0 | 0 | 0 | 0 | 0 | 190 | 0 | 0 | 0 | 0 | 0 | 0 | 0
2023-01-17 04:00 | 9 | 0 | 0 | 0 | 0 | 0 | 0 | 190 | 0 | 0 | 0 | 0 | 0 | 0 | 0
2023-01-17 04:30 | 10 | 0 | 0 | 0 | 0 | 0 | 0 | 190 | 0 | 0 | 0 | 0 | 0 | 0 | 0
2023-01-17 05:00 | 11 | 0 | 0 | 0 | 0 | 0 | 0 | 190 | 0 | 0 | 0 | 0 | 0 | 0 | 0
2023-01-17 05:30 | 12 | 0 | 0 | 0 | 0 | 0 | 0 | 290 | 0 | 0 | 0 | 0 | 0 | 0 | 0
2023-01-17 06:00 | 13 | 0 | 0 | 0 | 0 | 0 | 0 | 290 | 0 | 0 | 0 | 0 | 0 | 0 | 0
2023-01-17 06:30 | 14 | 0 | 0 | 0 | 0 | 0 | 0 | 290 | 0 | 0 | 0 | 0 | 0 | 0 | 0
2023-01-17 07:00 | 15 | 0 | 0 | 0 | 0 | 0 | 0 | 290 | 0 | 0 | 0 | 0 | 0 | 0 | 0
2023-01-17 07:30 | 16 | 0 | 0 | 0 | 0 | 0 | 0 | 290 | 0 | 0 | 0 | 0 | 0 | 0 | 0
2023-01-17 08:00 | 17 | 0 | 0 | 0 | 0 | 0 | 0 | 290 | 0 | 0 | 0 | 0 | 0 | 0 | 0
2023-01-17 08:30 | 18 | 0 | 0 | 0 | 0 | 0 | 0 | 290 | 0 | 0 | 0 | 0 | 0 | 0 | 0
2023-01-17 09:00 | 19 | 0 | 0 | 0 | 0 | 0 | 0 | 290 | 0 | 0 | 0 | 0 | 0 | 0 | 0
2023-01-17 09:30 | 20 | 0 | 0 | 0 | 0 | 0 | 0 | 290 | 0 | 0 | 0 | 0 | 0 | 0 | 0
2023-01-17 10:00 | 21 | 0 | 0 | 0 | 0 | 0 | 0 | 190 | 0 | 0 | 0 | 0 | 0 | 0 | 0
2023-01-17 10:30 | 22 | 0 | 0 | 0 | 0 | 0 | 0 | 190 | 0 | 0 | 0 | 0 | 0 | 0 | 0
2023-01-17 11:00 | 23 | 0 | 0 | 0 | 0 | 0 | 0 | 190 | 0 | 0 | 0 | 0 | 0 | 0 | 0
2023-01-17 11:30 | 24 | 0 | 0 | 0 | 0 | 0 | 0 | 190 | 0 | 0 | 0 | 0 | 0 | 0 | 0
2023-01-17 12:00 | 1 | 0 | 0 | 0 | 0 | 0 | 0 | 190 | 0 | 0 | 0 | 0 | 0 | 0 | 0
2023-01-17 12:30 | 2 | 0 | 0 | 0 | 0 | 0 | 0 | 190 | 0 | 0 | 0 | 0 | 0 | 0 | 0
2023-01-17 13:00 | 3 | 0 | 0 | 0 | 0 | 0 | 0 | 190 | 0 | 0 | 0 | 0 | 0 | 0 | 0
2023-01-17 13:30 | 4 | 0 | 0 | 0 | 0 | 0 | 0 | 190 | 0 | 0 | 0 | 0 | 0 | 0 | 0
2023-01-17 14:00 | 5 | 0 | 0 | 0 | 0 | 0 | 0 | 190 | 0 | 0 | 0 | 0 | 0 | 0 | 0
2023-01-17 14:30 | 6 | 0 | 0 | 0 | 0 | 0 | 0 | 190 | 0 | 0 | 0 | 0 | 0 | 0 | 0
2023-01-17 15:00 | 7 | 0 | 0 | 0 | 0 | 0 | 0 | 190 | 0 | 0 | 0 | 0 | 0 | 0 | 0
2023-01-17 15:30 | 8 | 0 | 0 | 0 | 0 | 0 | 0 | 190 | 0 | 0 | 0 | 0 | 0 | 0 | 0
2023-01-17 16:00 | 9 | 0 | 0 | 0 | 0 | 0 | 0 | 190 | 0 | 0 | 0 | 0 | 0 | 0 | 0
2023-01-17 16:30 | 10 | 0 | 0 | 0 | 0 | 0 | 0 | 190 | 0 | 0 | 0 | 0 | 0 | 0 | 0
2023-01-17 17:00 | 11 | 0 | 0 | 0 | 0 | 0 | 0 | 190 | 0 | 0 | 0 | 0 | 0 | 0 | 0
2023-01-17 17:30 | 12 | 0 | 0 | 0 | 0 | 0 | 0 | 290 | 0 | 0 | 0 | 0 | 0 | 0 | 0
2023-01-17 18:00 | 13 | 0 | 0 | 0 | 0 | 0 | 0 | 290 | 0 | 0 | 0 | 0 | 0 | 0 | 0
2023-01-17 18:30 | 14 | 0 | 0 | 0 | 0 | 0 | 0 | 290 | 0 | 0 | 0 | 0 | 0 | 0 | 0
2023-01-17 19:00 | 15 | 0 | 0 | 0 | 0 | 0 | 0 | 290 | 0 | 0 | 0 | 0 | 0 | 0 | 0
2023-01-17 19:30 | 16 | 0 | 0 | 0 | 0 | 0 | 0 | 290 | 0 | 0 | 0 | 0 | 0 | 0 | 0
2023-01-17 20:00 | 17 | 0 | 0 | 0 | 0 | 0 | 0 | 290 | 0 | 0 | 0 | 0 | 0 | 0 | 0
2023-01-17 20:30 | 18 | 0 | 0 | 0 | 0 | 0 | 0 | 290 | 0 | 0 | 0 | 0 | 0 | 0 | 0
2023-01-17 21:00 | 19 | 0 | 0 | 0 | 0 | 0 | 0 | 290 | 0 | 0 | 0 | 0 | 0 | 0 | 0
2023-01-17 21:30 | 20 | 0 | 0 | 0 | 0 | 0 | 0 | 290 | 0 | 0 | 0 | 0 | 0 | 0 | 0
2023-01-17 22:00 | 21 | 0 | 0 | 0 | 0 | 0 | 0 | 190 | 0 | 0 | 0 | 0 | 0 | 0 | 0
2023-01-17 22:30 | 22 | 0 | 0 | 0 | 0 | 0 | 0 | 190 | 0 | 0 | 0 | 0 | 0 | 0 | 0
2023-01-17 23:00 | 23 | 0 | 0 | 0 | 0 | 0 | 0 | 190 | 0 | 0 | 0 | 0 | 0 | 0 | 0
2023-01-17 23:30 | 24 | 0 | 0 | 0 | 0 | 0 | 0 | 190 | 0 | 0 | 0 | 0 | 0 | 0 | 0
2023-01-18 | 1 | 0 | 0 | 0 | 0 | 0 | 0 | 190 | 0 | 0 | 0 | 0 | 0 | 0 | 0
2023-01-18 00:30 | 2 | 0 | 0 | 0 | 0 | 0 | 0 | 190 | 0 | 0 | 0 | 0 | 0 | 0 | 0
2023-01-18 01:00 | 3 | 0 | 0 | 0 | 0 | 0 | 0 | 190 | 0 | 0 | 0 | 0 | 0 | 0 | 0
2023-01-18 01:30 | 4 | 0 | 0 | 0 | 0 | 0 | 0 | 190 | 0 | 0 | 0 | 0 | 0 | 0 | 0
2023-01-18 02:00 | 5 | 0 | 0 | 0 | 0 | 0 | 0 | 190 | 0 | 0 | 0 | 0 | 0 | 0 | 0
2023-01-18 02:30 | 6 | 0 | 0 | 0 | 0 | 0 | 0 | 190 | 0 | 0 | 0 | 0 | 0 | 0 | 0
2023-01-18 03:00 | 7 | 0 | 0 | 0 | 0 | 0 | 0 | 190 | 0 | 0 | 0 | 0 | 0 | 0 | 0
2023-01-18 03:30 | 8 | 0 | 0 | 0 | 0 | 0 | 0 | 190 | 0 | 0 | 0 | 0 | 0 | 0 | 0
2023-01-18 04:00 | 9 | 0 | 0 | 0 | 0 | 0 | 0 | 190 | 0 | 0 | 0 | 0 | 0 | 0 | 0
2023-01-18 04:30 | 10 | 0 | 0 | 0 | 0 | 0 | 0 | 190 | 0 | 0 | 0 | 0 | 0 | 0 | 0
2023-01-18 05:00 | 11 | 0 | 0 | 0 | 0 | 0 | 0 | 190 | 0 | 0 | 0 | 0 | 0 | 0 | 0
2023-01-18 05:30 | 12 | 0 | 0 | 0 | 0 | 0 | 0 | 290 | 0 | 0 | 0 | 0 | 0 | 0 | 0
2023-01-18 06:00 | 13 | 0 | 0 | 0 | 0 | 0 | 0 | 290 | 0 | 0 | 0 | 0 | 0 | 0 | 0
2023-01-18 06:30 | 14 | 0 | 0 | 0 | 0 | 0 | 0 | 290 | 0 | 0 | 0 | 0 | 0 | 0 | 0
2023-01-18 07:00 | 15 | 0 | 0 | 0 | 0 | 0 | 0 | 290 | 0 | 0 | 0 | 0 | 0 | 0 | 0
2023-01-18 07:30 | 16 | 0 | 0 | 0 | 0 | 0 | 0 | 290 | 0 | 0 | 0 | 0 | 0 | 0 | 0
2023-01-18 08:00 | 17 | 0 | 0 | 0 | 0 | 0 | 0 | 290 | 0 | 0 | 0 | 0 | 0 | 0 | 0
2023-01-18 08:30 | 18 | 0 | 0 | 0 | 0 | 0 | 0 | 290 | 0 | 0 | 0 | 0 | 0 | 0 | 0
2023-01-18 09:00 | 19 | 0 | 0 | 0 | 0 | 0 | 0 | 290 | 0 | 0 | 0 | 0 | 0 | 0 | 0
2023-01-18 09:30 | 20 | 0 | 0 | 0 | 0 | 0 | 0 | 290 | 0 | 0 | 0 | 0 | 0 | 0 | 0
2023-01-18 10:00 | 21 | 0 | 0 | 0 | 0 | 0 | 0 | 190 | 0 | 0 | 0 | 0 | 0 | 0 | 0
2023-01-18 10:30 | 22 | 0 | 0 | 0 | 0 | 0 | 0 | 190 | 0 | 0 | 0 | 0 | 0 | 0 | 0
2023-01-18 11:00 | 23 | 0 | 0 | 0 | 0 | 0 | 0 | 190 | 0 | 0 | 0 | 0 | 0 | 0 | 0
2023-01-18 11:30 | 24 | 0 | 0 | 0 | 0 | 0 | 0 | 190 | 0 | 0 | 0 | 0 | 0 | 0 | 0
2023-01-18 12:00 | 1 | 0 | 0 | 0 | 0 | 0 | 0 | 190 | 0 | 0 | 0 | 0 | 0 | 0 | 0
2023-01-18 12:30 | 2 | 0 | 0 | 0 | 0 | 0 | 0 | 190 | 0 | 0 | 0 | 0 | 0 | 0 | 0
2023-01-18 13:00 | 3 | 0 | 0 | 0 | 0 | 0 | 0 | 190 | 0 | 0 | 0 | 0 | 0 | 0 | 0
2023-01-18 13:30 | 4 | 0 | 0 | 0 | 0 | 0 | 0 | 190 | 0 | 0 | 0 | 0 | 0 | 0 | 0
2023-01-18 14:00 | 5 | 0 | 0 | 0 | 0 | 0 | 0 | 190 | 0 | 0 | 0 | 0 | 0 | 0 | 0
2023-01-18 14:30 | 6 | 0 | 0 | 0 | 0 | 0 | 0 | 190 | 0 | 0 | 0 | 0 | 0 | 0 | 0
2023-01-18 15:00 | 7 | 0 | 0 | 0 | 0 | 0 | 0 | 190 | 0 | 0 | 0 | 0 | 0 | 0 | 0
2023-01-18 15:30 | 8 | 0 | 0 | 0 | 0 | 0 | 0 | 190 | 0 | 0 | 0 | 0 | 0 | 0 | 0
2023-01-18 16:00 | 9 | 0 | 0 | 0 | 0 | 0 | 0 | 190 | 0 | 0 | 0 | 0 | 0 | 0 | 0
2023-01-18 16:30 | 10 | 0 | 0 | 0 | 0 | 0 | 0 | 190 | 0 | 0 | 0 | 0 | 0 | 0 | 0
2023-01-18 17:00 | 11 | 0 | 0 | 0 | 0 | 0 | 0 | 190 | 0 | 0 | 0 | 0 | 0 | 0 | 0
2023-01-18 17:30 | 12 | 0 | 0 | 0 | 0 | 0 | 0 | 290 | 0 | 0 | 0 | 0 | 0 | 0 | 0
2023-01-18 18:00 | 13 | 0 | 0 | 0 | 0 | 0 | 0 | 290 | 0 | 0 | 0 | 0 | 0 | 0 | 0
2023-01-18 18:30 | 14 | 0 | 0 | 0 | 0 | 0 | 0 | 290 | 0 | 0 | 0 | 0 | 0 | 0 | 0
2023-01-18 19:00 | 15 | 0 | 0 | 0 | 0 | 0 | 0 | 290 | 0 | 0 | 0 | 0 | 0 | 0 | 0
2023-01-18 19:30 | 16 | 0 | 0 | 0 | 0 | 0 | 0 | 290 | 0 | 0 | 0 | 0 | 0 | 0 | 0
2023-01-18 20:00 | 17 | 0 | 0 | 0 | 0 | 0 | 0 | 290 | 0 | 0 | 0 | 0 | 0 | 0 | 0
2023-01-18 20:30 | 18 | 0 | 0 | 0 | 0 | 0 | 0 | 290 | 0 | 0 | 0 | 0 | 0 | 0 | 0
2023-01-18 21:00 | 19 | 0 | 0 | 0 | 0 | 0 | 0 | 290 | 0 | 0 | 0 | 0 | 0 | 0 | 0
2023-01-18 21:30 | 20 | 0 | 0 | 0 | 0 | 0 | 0 | 290 | 0 | 0 | 0 | 0 | 0 | 0 | 0
2023-01-18 22:00 | 21 | 0 | 0 | 0 | 0 | 0 | 0 | 190 | 0 | 0 | 0 | 0 | 0 | 0 | 0
2023-01-18 22:30 | 22 | 0 | 0 | 0 | 0 | 0 | 0 | 190 | 0 | 0 | 0 | 0 | 0 | 0 | 0
2023-01-18 23:00 | 23 | 0 | 0 | 0 | 0 | 0 | 0 | 190 | 0 | 0 | 0 | 0 | 0 | 0 | 0
2023-01-18 23:30 | 24 | 0 | 0 | 0 | 0 | 0 | 0 | 190 | 0 | 0 | 0 | 0 | 0 | 0 | 0
2023-01-19 | 1 | 0 | 0 | 0 | 0 | 0 | 0 | 190 | 0 | 0 | 0 | 0 | 0 | 0 | 0
2023-01-19 00:30 | 2 | 0 | 0 | 0 | 0 | 0 | 0 | 190 | 0 | 0 | 0 | 0 | 0 | 0 | 0
2023-01-19 01:00 | 3 | 0 | 0 | 0 | 0 | 0 | 0 | 190 | 0 | 0 | 0 | 0 | 0 | 0 | 0
2023-01-19 01:30 | 4 | 0 | 0 | 0 | 0 | 0 | 0 | 190 | 0 | 0 | 0 | 0 | 0 | 0 | 0
2023-01-19 02:00 | 5 | 0 | 0 | 0 | 0 | 0 | 0 | 190 | 0 | 0 | 0 | 0 | 0 | 0 | 0
2023-01-19 02:30 | 6 | 0 | 0 | 0 | 0 | 0 | 0 | 190 | 0 | 0 | 0 | 0 | 0 | 0 | 0
2023-01-19 03:00 | 7 | 0 | 0 | 0 | 0 | 0 | 0 | 190 | 0 | 0 | 0 | 0 | 0 | 0 | 0
2023-01-19 03:30 | 8 | 0 | 0 | 0 | 0 | 0 | 0 | 190 | 0 | 0 | 0 | 0 | 0 | 0 | 0
2023-01-19 04:00 | 9 | 0 | 0 | 0 | 0 | 0 | 0 | 190 | 0 | 0 | 0 | 0 | 0 | 0 | 0
2023-01-19 04:30 | 10 | 0 | 0 | 0 | 0 | 0 | 0 | 190 | 0 | 0 | 0 | 0 | 0 | 0 | 0
2023-01-19 05:00 | 11 | 0 | 0 | 0 | 0 | 0 | 0 | 190 | 0 | 0 | 0 | 0 | 0 | 0 | 0
2023-01-19 05:30 | 12 | 0 | 0 | 0 | 0 | 0 | 0 | 290 | 0 | 0 | 0 | 0 | 0 | 0 | 0
2023-01-19 06:00 | 13 | 0 | 0 | 0 | 0 | 0 | 0 | 290 | 0 | 0 | 0 | 0 | 0 | 0 | 0
2023-01-19 06:30 | 14 | 0 | 0 | 0 | 0 | 0 | 0 | 290 | 0 | 0 | 0 | 0 | 0 | 0 | 0
2023-01-19 07:00 | 15 | 0 | 0 | 0 | 0 | 0 | 0 | 290 | 0 | 0 | 0 | 0 | 0 | 0 | 0
2023-01-19 07:30 | 16 | 0 | 0 | 0 | 0 | 0 | 0 | 290 | 0 | 0 | 0 | 0 | 0 | 0 | 0
2023-01-19 08:00 | 17 | 0 | 0 | 0 | 0 | 0 | 0 | 290 | 0 | 0 | 0 | 0 | 0 | 0 | 0
2023-01-19 08:30 | 18 | 0 | 0 | 0 | 0 | 0 | 0 | 290 | 0 | 0 | 0 | 0 | 0 | 0 | 0
2023-01-19 09:00 | 19 | 0 | 0 | 0 | 0 | 0 | 0 | 290 | 0 | 0 | 0 | 0 | 0 | 0 | 0
2023-01-19 09:30 | 20 | 0 | 0 | 0 | 0 | 0 | 0 | 290 | 0 | 0 | 0 | 0 | 0 | 0 | 0
2023-01-19 10:00 | 21 | 0 | 0 | 0 | 0 | 0 | 0 | 190 | 0 | 0 | 0 | 0 | 0 | 0 | 0
2023-01-19 10:30 | 22 | 0 | 0 | 0 | 0 | 0 | 0 | 190 | 0 | 0 | 0 | 0 | 0 | 0 | 0
2023-01-19 11:00 | 23 | 0 | 0 | 0 | 0 | 0 | 0 | 190 | 0 | 0 | 0 | 0 | 0 | 0 | 0
2023-01-19 11:30 | 24 | 0 | 0 | 0 | 0 | 0 | 0 | 190 | 0 | 0 | 0 | 0 | 0 | 0 | 0
2023-01-19 12:00 | 1 | 0 | 0 | 0 | 0 | 0 | 0 | 190 | 0 | 0 | 0 | 0 | 0 | 0 | 0
2023-01-19 12:30 | 2 | 0 | 0 | 0 | 0 | 0 | 0 | 190 | 0 | 0 | 0 | 0 | 0 | 0 | 0
2023-01-19 13:00 | 3 | 0 | 0 | 0 | 0 | 0 | 0 | 190 | 0 | 0 | 0 | 0 | 0 | 0 | 0
2023-01-19 13:30 | 4 | 0 | 0 | 0 | 0 | 0 | 0 | 190 | 0 | 0 | 0 | 0 | 0 | 0 | 0
2023-01-19 14:00 | 5 | 0 | 0 | 0 | 0 | 0 | 0 | 190 | 0 | 0 | 0 | 0 | 0 | 0 | 0
2023-01-19 14:30 | 6 | 0 | 0 | 0 | 0 | 0 | 0 | 190 | 0 | 0 | 0 | 0 | 0 | 0 | 0
2023-01-19 15:00 | 7 | 0 | 0 | 0 | 0 | 0 | 0 | 190 | 0 | 0 | 0 | 0 | 0 | 0 | 0
2023-01-19 15:30 | 8 | 0 | 0 | 0 | 0 | 0 | 0 | 190 | 0 | 0 | 0 | 0 | 0 | 0 | 0
2023-01-19 16:00 | 9 | 0 | 0 | 0 | 0 | 0 | 0 | 190 | 0 | 0 | 0 | 0 | 0 | 0 | 0
2023-01-19 16:30 | 10 | 0 | 0 | 0 | 0 | 0 | 0 | 190 | 0 | 0 | 0 | 0 | 0 | 0 | 0
2023-01-19 17:00 | 11 | 0 | 0 | 0 | 0 | 0 | 0 | 190 | 0 | 0 | 0 | 0 | 0 | 0 | 0
2023-01-19 17:30 | 12 | 0 | 0 | 0 | 0 | 0 | 0 | 290 | 0 | 0 | 0 | 0 | 0 | 0 | 0
2023-01-19 18:00 | 13 | 0 | 0 | 0 | 0 | 0 | 0 | 290 | 0 | 0 | 0 | 0 | 0 | 0 | 0
2023-01-19 18:30 | 14 | 0 | 0 | 0 | 0 | 0 | 0 | 290 | 0 | 0 | 0 | 0 | 0 | 0 | 0
2023-01-19 19:00 | 15 | 0 | 0 | 0 | 0 | 0 | 0 | 290 | 0 | 0 | 0 | 0 | 0 | 0 | 0
2023-01-19 19:30 | 16 | 0 | 0 | 0 | 0 | 0 | 0 | 290 | 0 | 0 | 0 | 0 | 0 | 0 | 0
2023-01-19 20:00 | 17 | 0 | 0 | 0 | 0 | 0 | 0 | 290 | 0 | 0 | 0 | 0 | 0 | 0 | 0
2023-01-19 20:30 | 18 | 0 | 0 | 0 | 0 | 0 | 0 | 290 | 0 | 0 | 0 | 0 | 0 | 0 | 0
2023-01-19 21:00 | 19 | 0 | 0 | 0 | 0 | 0 | 0 | 290 | 0 | 0 | 0 | 0 | 0 | 0 | 0
2023-01-19 21:30 | 20 | 0 | 0 | 0 | 0 | 0 | 0 | 290 | 0 | 0 | 0 | 0 | 0 | 0 | 0
2023-01-19 22:00 | 21 | 0 | 0 | 0 | 0 | 0 | 0 | 190 | 0 | 0 | 0 | 0 | 0 | 0 | 0
2023-01-19 22:30 | 22 | 0 | 0 | 0 | 0 | 0 | 0 | 190 | 0 | 0 | 0 | 0 | 0 | 0 | 0
2023-01-19 23:00 | 23 | 0 | 0 | 0 | 0 | 0 | 0 | 190 | 0 | 0 | 0 | 0 | 0 | 0 | 0
2023-01-19 23:30 | 24 | 0 | 0 | 0 | 0 | 0 | 0 | 190 | 0 | 0 | 0 | 0 | 0 | 0 | 0
2023-01-20 | 1 | 0 | 0 | 0 | 0 | 0 | 0 | 190 | 0 | 0 | 0 | 0 | 0 | 0 | 0
2023-01-20 00:30 | 2 | 0 | 0 | 0 | 0 | 0 | 0 | 190 | 0 | 0 | 0 | 0 | 0 | 0 | 0
2023-01-20 01:00 | 3 | 0 | 0 | 0 | 0 | 0 | 0 | 190 | 0 | 0 | 0 | 0 | 0 | 0 | 0
2023-01-20 01:30 | 4 | 0 | 0 | 0 | 0 | 0 | 0 | 190 | 0 | 0 | 0 | 0 | 0 | 0 | 0
2023-01-20 02:00 | 5 | 0 | 0 | 0 | 0 | 0 | 0 | 190 | 0 | 0 | 0 | 0 | 0 | 0 | 0
2023-01-20 02:30 | 6 | 0 | 0 | 0 | 0 | 0 | 0 | 190 | 0 | 0 | 0 | 0 | 0 | 0 | 0
2023-01-20 03:00 | 7 | 0 | 0 | 0 | 0 | 0 | 0 | 190 | 0 | 0 | 0 | 0 | 0 | 0 | 0
2023-01-20 03:30 | 8 | 0 | 0 | 0 | 0 | 0 | 0 | 190 | 0 | 0 | 0 | 0 | 0 | 0 | 0
2023-01-20 04:00 | 9 | 0 | 0 | 0 | 0 | 0 | 0 | 190 | 0 | 0 | 0 | 0 | 0 | 0 | 0
2023-01-20 04:30 | 10 | 0 | 0 | 0 | 0 | 0 | 0 | 190 | 0 | 0 | 0 | 0 | 0 | 0 | 0
2023-01-20 05:00 | 11 | 0 | 0 | 0 | 0 | 0 | 0 | 190 | 0 | 0 | 0 | 0 | 0 | 0 | 0
2023-01-20 05:30 | 12 | 0 | 0 | 0 | 0 | 0 | 0 | 290 | 0 | 0 | 0 | 0 | 0 | 0 | 0
2023-01-20 06:00 | 13 | 0 | 0 | 0 | 0 | 0 | 0 | 290 | 0 | 0 | 0 | 0 | 0 | 0 | 0
2023-01-20 06:30 | 14 | 0 | 0 | 0 | 0 | 0 | 0 | 290 | 0 | 0 | 0 | 0 | 0 | 0 | 0
2023-01-20 07:00 | 15 | 0 | 0 | 0 | 0 | 0 | 0 | 290 | 0 | 0 | 0 | 0 | 0 | 0 | 0
2023-01-20 07:30 | 16 | 0 | 0 | 0 | 0 | 0 | 0 | 290 | 0 | 0 | 0 | 0 | 0 | 0 | 0
2023-01-20 08:00 | 17 | 0 | 0 | 0 | 0 | 0 | 0 | 290 | 0 | 0 | 0 | 0 | 0 | 0 | 0
2023-01-20 08:30 | 18 | 0 | 0 | 0 | 0 | 0 | 0 | 290 | 0 | 0 | 0 | 0 | 0 | 0 | 0
2023-01-20 09:00 | 19 | 0 | 0 | 0 | 0 | 0 | 0 | 290 | 0 | 0 | 0 | 0 | 0 | 0 | 0
2023-01-20 09:30 | 20 | 0 | 0 | 0 | 0 | 0 | 0 | 290 | 0 | 0 | 0 | 0 | 0 | 0 | 0
2023-01-20 10:00 | 21 | 0 | 0 | 0 | 0 | 0 | 0 | 190 | 0 | 0 | 0 | 0 | 0 | 0 | 0
2023-01-20 10:30 | 22 | 0 | 0 | 0 | 0 | 0 | 0 | 190 | 0 | 0 | 0 | 0 | 0 | 0 | 0
2023-01-20 11:00 | 23 | 0 | 0 | 0 | 0 | 0 | 0 | 190 | 0 | 0 | 0 | 0 | 0 | 0 | 0
2023-01-20 11:30 | 24 | 0 | 0 | 0 | 0 | 0 | 0 | 190 | 0 | 0 | 0 | 0 | 0 | 0 | 0
2023-01-20 12:00 | 1 | 0 | 0 | 0 | 0 | 0 | 0 | 190 | 0 | 0 | 0 | 0 | 0 | 0 | 0
2023-01-20 12:30 | 2 | 0 | 0 | 0 | 0 | 0 | 0 | 190 | 0 | 0 | 0 | 0 | 0 | 0 | 0
2023-01-20 13:00 | 3 | 0 | 0 | 0 | 0 | 0 | 0 | 190 | 0 | 0 | 0 | 0 | 0 | 0 | 0
2023-01-20 13:30 | 4 | 0 | 0 | 0 | 0 | 0 | 0 | 190 | 0 | 0 | 0 | 0 | 0 | 0 | 0
2023-01-20 14:00 | 5 | 0 | 0 | 0 | 0 | 0 | 0 | 190 | 0 | 0 | 0 | 0 | 0 | 0 | 0
2023-01-20 14:30 | 6 | 0 | 0 | 0 | 0 | 0 | 0 | 190 | 0 | 0 | 0 | 0 | 0 | 0 | 0
2023-01-20 15:00 | 7 | 0 | 0 | 0 | 0 | 0 | 0 | 190 | 0 | 0 | 0 | 0 | 0 | 0 | 0
2023-01-20 15:30 | 8 | 0 | 0 | 0 | 0 | 0 | 0 | 190 | 0 | 0 | 0 | 0 | 0 | 0 | 0
2023-01-20 16:00 | 9 | 0 | 0 | 0 | 0 | 0 | 0 | 190 | 0 | 0 | 0 | 0 | 0 | 0 | 0
2023-01-20 16:30 | 10 | 0 | 0 | 0 | 0 | 0 | 0 | 190 | 0 | 0 | 0 | 0 | 0 | 0 | 0
2023-01-20 17:00 | 11 | 0 | 0 | 0 | 0 | 0 | 0 | 190 | 0 | 0 | 0 | 0 | 0 | 0 | 0
2023-01-20 17:30 | 12 | 0 | 0 | 0 | 0 | 0 | 0 | 290 | 0 | 0 | 0 | 0 | 0 | 0 | 0
2023-01-20 18:00 | 13 | 0 | 0 | 0 | 0 | 0 | 0 | 290 | 0 | 0 | 0 | 0 | 0 | 0 | 0
2023-01-20 18:30 | 14 | 0 | 0 | 0 | 0 | 0 | 0 | 290 | 0 | 0 | 0 | 0 | 0 | 0 | 0
2023-01-20 19:00 | 15 | 0 | 0 | 0 | 0 | 0 | 0 | 290 | 0 | 0 | 0 | 0 | 0 | 0 | 0
2023-01-20 19:30 | 16 | 0 | 0 | 0 | 0 | 0 | 0 | 290 | 0 | 0 | 0 | 0 | 0 | 0 | 0
2023-01-20 20:00 | 17 | 0 | 0 | 0 | 0 | 0 | 0 | 290 | 0 | 0 | 0 | 0 | 0 | 0 | 0
2023-01-20 20:30 | 18 | 0 | 0 | 0 | 0 | 0 | 0 | 290 | 0 | 0 | 0 | 0 | 0 | 0 | 0
2023-01-20 21:00 | 19 | 0 | 0 | 0 | 0 | 0 | 0 | 290 | 0 | 0 | 0 | 0 | 0 | 0 | 0
2023-01-20 21:30 | 20 | 0 | 0 | 0 | 0 | 0 | 0 | 290 | 0 | 0 | 0 | 0 | 0 | 0 | 0
2023-01-20 22:00 | 21 | 0 | 0 | 0 | 0 | 0 | 0 | 190 | 0 | 0 | 0 | 0 | 0 | 0 | 0
2023-01-20 22:30 | 22 | 0 | 0 | 0 | 0 | 0 | 0 | 190 | 0 | 0 | 0 | 0 | 0 | 0 | 0
2023-01-20 23:00 | 23 | 0 | 0 | 0 | 0 | 0 | 0 | 190 | 0 | 0 | 0 | 0 | 0 | 0 | 0
2023-01-20 23:30 | 24 | 0 | 0 | 0 | 0 | 0 | 0 | 190 | 0 | 0 | 0 | 0 | 0 | 0 | 0
2023-01-21 | 1 | 0 | 0 | 0 | 0 | 0 | 0 | 190 | 0 | 0 | 0 | 0 | 0 | 0 | 0
2023-01-21 00:30 | 2 | 0 | 0 | 0 | 0 | 0 | 0 | 190 | 0 | 0 | 0 | 0 | 0 | 0 | 0
2023-01-21 01:00 | 3 | 0 | 0 | 0 | 0 | 0 | 0 | 190 | 0 | 0 | 0 | 0 | 0 | 0 | 0
2023-01-21 01:30 | 4 | 0 | 0 | 0 | 0 | 0 | 0 | 190 | 0 | 0 | 0 | 0 | 0 | 0 | 0
2023-01-21 02:00 | 5 | 0 | 0 | 0 | 0 | 0 | 0 | 190 | 0 | 0 | 0 | 0 | 0 | 0 | 0
2023-01-21 02:30 | 6 | 0 | 0 | 0 | 0 | 0 | 0 | 190 | 0 | 0 | 0 | 0 | 0 | 0 | 0
2023-01-21 03:00 | 7 | 0 | 0 | 0 | 0 | 0 | 0 | 190 | 0 | 0 | 0 | 0 | 0 | 0 | 0
2023-01-21 03:30 | 8 | 0 | 0 | 0 | 0 | 0 | 0 | 190 | 0 | 0 | 0 | 0 | 0 | 0 | 0
2023-01-21 04:00 | 9 | 0 | 0 | 0 | 0 | 0 | 0 | 190 | 0 | 0 | 0 | 0 | 0 | 0 | 0
2023-01-21 04:30 | 10 | 0 | 0 | 0 | 0 | 0 | 0 | 190 | 0 | 0 | 0 | 0 | 0 | 0 | 0
2023-01-21 05:00 | 11 | 0 | 0 | 0 | 0 | 0 | 0 | 190 | 0 | 0 | 0 | 0 | 0 | 0 | 0
2023-01-21 05:30 | 12 | 0 | 0 | 0 | 0 | 0 | 0 | 290 | 0 | 0 | 0 | 0 | 0 | 0 | 0
2023-01-21 06:00 | 13 | 0 | 0 | 0 | 0 | 0 | 0 | 290 | 0 | 0 | 0 | 0 | 0 | 0 | 0
2023-01-21 06:30 | 14 | 0 | 0 | 0 | 0 | 0 | 0 | 290 | 0 | 0 | 0 | 0 | 0 | 0 | 0
2023-01-21 07:00 | 15 | 0 | 0 | 0 | 0 | 0 | 0 | 290 | 0 | 0 | 0 | 0 | 0 | 0 | 0
2023-01-21 07:30 | 16 | 0 | 0 | 0 | 0 | 0 | 0 | 290 | 0 | 0 | 0 | 0 | 0 | 0 | 0
2023-01-21 08:00 | 17 | 0 | 0 | 0 | 0 | 0 | 0 | 290 | 0 | 0 | 0 | 0 | 0 | 0 | 0
2023-01-21 08:30 | 18 | 0 | 0 | 0 | 0 | 0 | 0 | 290 | 0 | 0 | 0 | 0 | 0 | 0 | 0
2023-01-21 09:00 | 19 | 0 | 0 | 0 | 0 | 0 | 0 | 290 | 0 | 0 | 0 | 0 | 0 | 0 | 0
2023-01-21 09:30 | 20 | 0 | 0 | 0 | 0 | 0 | 0 | 290 | 0 | 0 | 0 | 0 | 0 | 0 | 0
2023-01-21 10:00 | 21 | 0 | 0 | 0 | 0 | 0 | 0 | 190 | 0 | 0 | 0 | 0 | 0 | 0 | 0
2023-01-21 10:30 | 22 | 0 | 0 | 0 | 0 | 0 | 0 | 190 | 0 | 0 | 0 | 0 | 0 | 0 | 0
2023-01-21 11:00 | 23 | 0 | 0 | 0 | 0 | 0 | 0 | 190 | 0 | 0 | 0 | 0 | 0 | 0 | 0
2023-01-21 11:30 | 24 | 0 | 0 | 0 | 0 | 0 | 0 | 190 | 0 | 0 | 0 | 0 | 0 | 0 | 0
2023-01-21 12:00 | 1 | 0 | 0 | 0 | 0 | 0 | 0 | 190 | 0 | 0 | 0 | 0 | 0 | 0 | 0
2023-01-21 12:30 | 2 | 0 | 0 | 0 | 0 | 0 | 0 | 190 | 0 | 0 | 0 | 0 | 0 | 0 | 0
2023-01-21 13:00 | 3 | 0 | 0 | 0 | 0 | 0 | 0 | 190 | 0 | 0 | 0 | 0 | 0 | 0 | 0
2023-01-21 13:30 | 4 | 0 | 0 | 0 | 0 | 0 | 0 | 190 | 0 | 0 | 0 | 0 | 0 | 0 | 0
2023-01-21 14:00 | 5 | 0 | 0 | 0 | 0 | 0 | 0 | 190 | 0 | 0 | 0 | 0 | 0 | 0 | 0
2023-01-21 14:30 | 6 | 0 | 0 | 0 | 0 | 0 | 0 | 190 | 0 | 0 | 0 | 0 | 0 | 0 | 0
2023-01-21 15:00 | 7 | 0 | 0 | 0 | 0 | 0 | 0 | 190 | 0 | 0 | 0 | 0 | 0 | 0 | 0
2023-01-21 15:30 | 8 | 0 | 0 | 0 | 0 | 0 | 0 | 190 | 0 | 0 | 0 | 0 | 0 | 0 | 0
2023-01-21 16:00 | 9 | 0 | 0 | 0 | 0 | 0 | 0 | 190 | 0 | 0 | 0 | 0 | 0 | 0 | 0
2023-01-21 16:30 | 10 | 0 | 0 | 0 | 0 | 0 | 0 | 190 | 0 | 0 | 0 | 0 | 0 | 0 | 0
2023-01-21 17:00 | 11 | 0 | 0 | 0 | 0 | 0 | 0 | 190 | 0 | 0 | 0 | 0 | 0 | 0 | 0
2023-01-21 17:30 | 12 | 0 | 0 | 0 | 0 | 0 | 0 | 290 | 0 | 0 | 0 | 0 | 0 | 0 | 0
2023-01-21 18:00 | 13 | 0 | 0 | 0 | 0 | 0 | 0 | 290 | 0 | 0 | 0 | 0 | 0 | 0 | 0
2023-01-21 18:30 | 14 | 0 | 0 | 0 | 0 | 0 | 0 | 290 | 0 | 0 | 0 | 0 | 0 | 0 | 0
2023-01-21 19:00 | 15 | 0 | 0 | 0 | 0 | 0 | 0 | 290 | 0 | 0 | 0 | 0 | 0 | 0 | 0
2023-01-21 19:30 | 16 | 0 | 0 | 0 | 0 | 0 | 0 | 290 | 0 | 0 | 0 | 0 | 0 | 0 | 0
2023-01-21 20:00 | 17 | 0 | 0 | 0 | 0 | 0 | 0 | 290 | 0 | 0 | 0 | 0 | 0 | 0 | 0
2023-01-21 20:30 | 18 | 0 | 0 | 0 | 0 | 0 | 0 | 290 | 0 | 0 | 0 | 0 | 0 | 0 | 0
2023-01-21 21:00 | 19 | 0 | 0 | 0 | 0 | 0 | 0 | 290 | 0 | 0 | 0 | 0 | 0 | 0 | 0
2023-01-21 21:30 | 20 | 0 | 0 | 0 | 0 | 0 | 0 | 290 | 0 | 0 | 0 | 0 | 0 | 0 | 0
2023-01-21 22:00 | 21 | 0 | 0 | 0 | 0 | 0 | 0 | 190 | 0 | 0 | 0 | 0 | 0 | 0 | 0
2023-01-21 22:30 | 22 | 0 | 0 | 0 | 0 | 0 | 0 | 190 | 0 | 0 | 0 | 0 | 0 | 0 | 0
2023-01-21 23:00 | 23 | 0 | 0 | 0 | 0 | 0 | 0 | 190 | 0 | 0 | 0 | 0 | 0 | 0 | 0
2023-01-21 23:30 | 24 | 0 | 0 | 0 | 0 | 0 | 0 | 190 | 0 | 0 | 0 | 0 | 0 | 0 | 0
2023-01-22 | 1 | 0 | 0 | 0 | 0 | 0 | 0 | 190 | 0 | 0 | 0 | 0 | 0 | 0 | 0
2023-01-22 00:30 | 2 | 0 | 0 | 0 | 0 | 0 | 0 | 190 | 0 | 0 | 0 | 0 | 0 | 0 | 0
2023-01-22 01:00 | 3 | 0 | 0 | 0 | 0 | 0 | 0 | 190 | 0 | 0 | 0 | 0 | 0 | 0 | 0
2023-01-22 01:30 | 4 | 0 | 0 | 0 | 0 | 0 | 0 | 190 | 0 | 0 | 0 | 0 | 0 | 0 | 0
2023-01-22 02:00 | 5 | 0 | 0 | 0 | 0 | 0 | 0 | 190 | 0 | 0 | 0 | 0 | 0 | 0 | 0
2023-01-22 02:30 | 6 | 0 | 0 | 0 | 0 | 0 | 0 | 190 | 0 | 0 | 0 | 0 | 0 | 0 | 0
2023-01-22 03:00 | 7 | 0 | 0 | 0 | 0 | 0 | 0 | 190 | 0 | 0 | 0 | 0 | 0 | 0 | 0
2023-01-22 03:30 | 8 | 0 | 0 | 0 | 0 | 0 | 0 | 190 | 0 | 0 | 0 | 0 | 0 | 0 | 0
2023-01-22 04:00 | 9 | 0 | 0 | 0 | 0 | 0 | 0 | 190 | 0 | 0 | 0 | 0 | 0 | 0 | 0
2023-01-22 04:30 | 10 | 0 | 0 | 0 | 0 | 0 | 0 | 190 | 0 | 0 | 0 | 0 | 0 | 0 | 0
2023-01-22 05:00 | 11 | 0 | 0 | 0 | 0 | 0 | 0 | 190 | 0 | 0 | 0 | 0 | 0 | 0 | 0
2023-01-22 05:30 | 12 | 0 | 0 | 0 | 0 | 0 | 0 | 290 | 0 | 0 | 0 | 0 | 0 | 0 | 0
2023-01-22 06:00 | 13 | 0 | 0 | 0 | 0 | 0 | 0 | 290 | 0 | 0 | 0 | 0 | 0 | 0 | 0
2023-01-22 06:30 | 14 | 0 | 0 | 0 | 0 | 0 | 0 | 290 | 0 | 0 | 0 | 0 | 0 | 0 | 0
2023-01-22 07:00 | 15 | 0 | 0 | 0 | 0 | 0 | 0 | 290 | 0 | 0 | 0 | 0 | 0 | 0 | 0
2023-01-22 07:30 | 16 | 0 | 0 | 0 | 0 | 0 | 0 | 290 | 0 | 0 | 0 | 0 | 0 | 0 | 0
2023-01-22 08:00 | 17 | 0 | 0 | 0 | 0 | 0 | 0 | 290 | 0 | 0 | 0 | 0 | 0 | 0 | 0
2023-01-22 08:30 | 18 | 0 | 0 | 0 | 0 | 0 | 0 | 290 | 0 | 0 | 0 | 0 | 0 | 0 | 0
2023-01-22 09:00 | 19 | 0 | 0 | 0 | 0 | 0 | 0 | 290 | 0 | 0 | 0 | 0 | 0 | 0 | 0
2023-01-22 09:30 | 20 | 0 | 0 | 0 | 0 | 0 | 0 | 290 | 0 | 0 | 0 | 0 | 0 | 0 | 0
2023-01-22 10:00 | 21 | 0 | 0 | 0 | 0 | 0 | 0 | 190 | 0 | 0 | 0 | 0 | 0 | 0 | 0
2023-01-22 10:30 | 22 | 0 | 0 | 0 | 0 | 0 | 0 | 190 | 0 | 0 | 0 | 0 | 0 | 0 | 0
2023-01-22 11:00 | 23 | 0 | 0 | 0 | 0 | 0 | 0 | 190 | 0 | 0 | 0 | 0 | 0 | 0 | 0
2023-01-22 11:30 | 24 | 0 | 0 | 0 | 0 | 0 | 0 | 190 | 0 | 0 | 0 | 0 | 0 | 0 | 0
2023-01-22 12:00 | 1 | 0 | 0 | 0 | 0 | 0 | 0 | 190 | 0 | 0 | 0 | 0 | 0 | 0 | 0
2023-01-22 12:30 | 2 | 0 | 0 | 0 | 0 | 0 | 0 | 190 | 0 | 0 | 0 | 0 | 0 | 0 | 0
2023-01-22 13:00 | 3 | 0 | 0 | 0 | 0 | 0 | 0 | 190 | 0 | 0 | 0 | 0 | 0 | 0 | 0
2023-01-22 13:30 | 4 | 0 | 0 | 0 | 0 | 0 | 0 | 190 | 0 | 0 | 0 | 0 | 0 | 0 | 0
2023-01-22 14:00 | 5 | 0 | 0 | 0 | 0 | 0 | 0 | 190 | 0 | 0 | 0 | 0 | 0 | 0 | 0
2023-01-22 14:30 | 6 | 0 | 0 | 0 | 0 | 0 | 0 | 190 | 0 | 0 | 0 | 0 | 0 | 0 | 0
2023-01-22 15:00 | 7 | 0 | 0 | 0 | 0 | 0 | 0 | 190 | 0 | 0 | 0 | 0 | 0 | 0 | 0
2023-01-22 15:30 | 8 | 0 | 0 | 0 | 0 | 0 | 0 | 190 | 0 | 0 | 0 | 0 | 0 | 0 | 0
2023-01-22 16:00 | 9 | 0 | 0 | 0 | 0 | 0 | 0 | 190 | 0 | 0 | 0 | 0 | 0 | 0 | 0
2023-01-22 16:30 | 10 | 0 | 0 | 0 | 0 | 0 | 0 | 190 | 0 | 0 | 0 | 0 | 0 | 0 | 0
2023-01-22 17:00 | 11 | 0 | 0 | 0 | 0 | 0 | 0 | 190 | 0 | 0 | 0 | 0 | 0 | 0 | 0
2023-01-22 17:30 | 12 | 0 | 0 | 0 | 0 | 0 | 0 | 290 | 0 | 0 | 0 | 0 | 0 | 0 | 0
2023-01-22 18:00 | 13 | 0 | 0 | 0 | 0 | 0 | 0 | 290 | 0 | 0 | 0 | 0 | 0 | 0 | 0
2023-01-22 18:30 | 14 | 0 | 0 | 0 | 0 | 0 | 0 | 290 | 0 | 0 | 0 | 0 | 0 | 0 | 0
2023-01-22 19:00 | 15 | 0 | 0 | 0 | 0 | 0 | 0 | 290 | 0 | 0 | 0 | 0 | 0 | 0 | 0
2023-01-22 19:30 | 16 | 0 | 0 | 0 | 0 | 0 | 0 | 290 | 0 | 0 | 0 | 0 | 0 | 0 | 0
2023-01-22 20:00 | 17 | 0 | 0 | 0 | 0 | 0 | 0 | 290 | 0 | 0 | 0 | 0 | 0 | 0 | 0
2023-01-22 20:30 | 18 | 0 | 0 | 0 | 0 | 0 | 0 | 290 | 0 | 0 | 0 | 0 | 0 | 0 | 0
2023-01-22 21:00 | 19 | 0 | 0 | 0 | 0 | 0 | 0 | 290 | 0 | 0 | 0 | 0 | 0 | 0 | 0
2023-01-22 21:30 | 20 | 0 | 0 | 0 | 0 | 0 | 0 | 290 | 0 | 0 | 0 | 0 | 0 | 0 | 0
2023-01-22 22:00 | 21 | 0 | 0 | 0 | 0 | 0 | 0 | 190 | 0 | 0 | 0 | 0 | 0 | 0 | 0
2023-01-22 22:30 | 22 | 0 | 0 | 0 | 0 | 0 | 0 | 190 | 0 | 0 | 0 | 0 | 0 | 0 | 0
2023-01-22 23:00 | 23 | 0 | 0 | 0 | 0 | 0 | 0 | 190 | 0 | 0 | 0 | 0 | 0 | 0 | 0
2023-01-22 23:30 | 24 | 0 | 0 | 0 | 0 | 0 | 0 | 190 | 0 | 0 | 0 | 0 | 0 | 0 | 0
2023-01-23 | 1 | 0 | 0 | 0 | 0 | 0 | 0 | 190 | 0 | 0 | 0 | 0 | 0 | 0 | 0
2023-01-23 00:30 | 2 | 0 | 0 | 0 | 0 | 0 | 0 | 190 | 0 | 0 | 0 | 0 | 0 | 0 | 0
2023-01-23 01:00 | 3 | 0 | 0 | 0 | 0 | 0 | 0 | 190 | 0 | 0 | 0 | 0 | 0 | 0 | 0
2023-01-23 01:30 | 4 | 0 | 0 | 0 | 0 | 0 | 0 | 190 | 0 | 0 | 0 | 0 | 0 | 0 | 0
2023-01-23 02:00 | 5 | 0 | 0 | 0 | 0 | 0 | 0 | 190 | 0 | 0 | 0 | 0 | 0 | 0 | 0
2023-01-23 02:30 | 6 | 0 | 0 | 0 | 0 | 0 | 0 | 190 | 0 | 0 | 0 | 0 | 0 | 0 | 0
2023-01-23 03:00 | 7 | 0 | 0 | 0 | 0 | 0 | 0 | 190 | 0 | 0 | 0 | 0 | 0 | 0 | 0
2023-01-23 03:30 | 8 | 0 | 0 | 0 | 0 | 0 | 0 | 190 | 0 | 0 | 0 | 0 | 0 | 0 | 0
2023-01-23 04:00 | 9 | 0 | 0 | 0 | 0 | 0 | 0 | 190 | 0 | 0 | 0 | 0 | 0 | 0 | 0
2023-01-23 04:30 | 10 | 0 | 0 | 0 | 0 | 0 | 0 | 190 | 0 | 0 | 0 | 0 | 0 | 0 | 0
2023-01-23 05:00 | 11 | 0 | 0 | 0 | 0 | 0 | 0 | 190 | 0 | 0 | 0 | 0 | 0 | 0 | 0
2023-01-23 05:30 | 12 | 0 | 0 | 0 | 0 | 0 | 0 | 290 | 0 | 0 | 0 | 0 | 0 | 0 | 0
2023-01-23 06:00 | 13 | 0 | 0 | 0 | 0 | 0 | 0 | 290 | 0 | 0 | 0 | 0 | 0 | 0 | 0
2023-01-23 06:30 | 14 | 0 | 0 | 0 | 0 | 0 | 0 | 290 | 0 | 0 | 0 | 0 | 0 | 0 | 0
2023-01-23 07:00 | 15 | 0 | 0 | 0 | 0 | 0 | 0 | 290 | 0 | 0 | 0 | 0 | 0 | 0 | 0
2023-01-23 07:30 | 16 | 0 | 0 | 0 | 0 | 0 | 0 | 290 | 0 | 0 | 0 | 0 | 0 | 0 | 0
2023-01-23 08:00 | 17 | 0 | 0 | 0 | 0 | 0 | 0 | 290 | 0 | 0 | 0 | 0 | 0 | 0 | 0
2023-01-23 08:30 | 18 | 0 | 0 | 0 | 0 | 0 | 0 | 290 | 0 | 0 | 0 | 0 | 0 | 0 | 0
2023-01-23 09:00 | 19 | 0 | 0 | 0 | 0 | 0 | 0 | 290 | 0 | 0 | 0 | 0 | 0 | 0 | 0
2023-01-23 09:30 | 20 | 0 | 0 | 0 | 0 | 0 | 0 | 290 | 0 | 0 | 0 | 0 | 0 | 0 | 0
2023-01-23 10:00 | 21 | 0 | 0 | 0 | 0 | 0 | 0 | 190 | 0 | 0 | 0 | 0 | 0 | 0 | 0
2023-01-23 10:30 | 22 | 0 | 0 | 0 | 0 | 0 | 0 | 190 | 0 | 0 | 0 | 0 | 0 | 0 | 0
2023-01-23 11:00 | 23 | 0 | 0 | 0 | 0 | 0 | 0 | 190 | 0 | 0 | 0 | 0 | 0 | 0 | 0
2023-01-23 11:30 | 24 | 0 | 0 | 0 | 0 | 0 | 0 | 190 | 0 | 0 | 0 | 0 | 0 | 0 | 0
2023-01-23 12:00 | 1 | 0 | 0 | 0 | 0 | 0 | 0 | 190 | 0 | 0 | 0 | 0 | 0 | 0 | 0
2023-01-23 12:30 | 2 | 0 | 0 | 0 | 0 | 0 | 0 | 190 | 0 | 0 | 0 | 0 | 0 | 0 | 0
2023-01-23 13:00 | 3 | 0 | 0 | 0 | 0 | 0 | 0 | 190 | 0 | 0 | 0 | 0 | 0 | 0 | 0
2023-01-23 13:30 | 4 | 0 | 0 | 0 | 0 | 0 | 0 | 190 | 0 | 0 | 0 | 0 | 0 | 0 | 0
2023-01-23 14:00 | 5 | 0 | 0 | 0 | 0 | 0 | 0 | 190 | 0 | 0 | 0 | 0 | 0 | 0 | 0
2023-01-23 14:30 | 6 | 0 | 0 | 0 | 0 | 0 | 0 | 190 | 0 | 0 | 0 | 0 | 0 | 0 | 0
2023-01-23 15:00 | 7 | 0 | 0 | 0 | 0 | 0 | 0 | 190 | 0 | 0 | 0 | 0 | 0 | 0 | 0
2023-01-23 15:30 | 8 | 0 | 0 | 0 | 0 | 0 | 0 | 190 | 0 | 0 | 0 | 0 | 0 | 0 | 0
2023-01-23 16:00 | 9 | 0 | 0 | 0 | 0 | 0 | 0 | 190 | 0 | 0 | 0 | 0 | 0 | 0 | 0
2023-01-23 16:30 | 10 | 0 | 0 | 0 | 0 | 0 | 0 | 190 | 0 | 0 | 0 | 0 | 0 | 0 | 0
2023-01-23 17:00 | 11 | 0 | 0 | 0 | 0 | 0 | 0 | 190 | 0 | 0 | 0 | 0 | 0 | 0 | 0
2023-01-23 17:30 | 12 | 0 | 0 | 0 | 0 | 0 | 0 | 290 | 0 | 0 | 0 | 0 | 0 | 0 | 0
2023-01-23 18:00 | 13 | 0 | 0 | 0 | 0 | 0 | 0 | 290 | 0 | 0 | 0 | 0 | 0 | 0 | 0
2023-01-23 18:30 | 14 | 0 | 0 | 0 | 0 | 0 | 0 | 290 | 0 | 0 | 0 | 0 | 0 | 0 | 0
2023-01-23 19:00 | 15 | 0 | 0 | 0 | 0 | 0 | 0 | 290 | 0 | 0 | 0 | 0 | 0 | 0 | 0
2023-01-23 19:30 | 16 | 0 | 0 | 0 | 0 | 0 | 0 | 290 | 0 | 0 | 0 | 0 | 0 | 0 | 0
2023-01-23 20:00 | 17 | 0 | 0 | 0 | 0 | 0 | 0 | 290 | 0 | 0 | 0 | 0 | 0 | 0 | 0
2023-01-23 20:30 | 18 | 0 | 0 | 0 | 0 | 0 | 0 | 290 | 0 | 0 | 0 | 0 | 0 | 0 | 0
2023-01-23 21:00 | 19 | 0 | 0 | 0 | 0 | 0 | 0 | 290 | 0 | 0 | 0 | 0 | 0 | 0 | 0
2023-01-23 21:30 | 20 | 0 | 0 | 0 | 0 | 0 | 0 | 290 | 0 | 0 | 0 | 0 | 0 | 0 | 0
2023-01-23 22:00 | 21 | 0 | 0 | 0 | 0 | 0 | 0 | 190 | 0 | 0 | 0 | 0 | 0 | 0 | 0
2023-01-23 22:30 | 22 | 0 | 0 | 0 | 0 | 0 | 0 | 190 | 0 | 0 | 0 | 0 | 0 | 0 | 0
2023-01-23 23:00 | 23 | 0 | 0 | 0 | 0 | 0 | 0 | 190 | 0 | 0 | 0 | 0 | 0 | 0 | 0
2023-01-23 23:30 | 24 | 0 | 0 | 0 | 0 | 0 | 0 | 190 | 0 | 0 | 0 | 0 | 0 | 0 | 0
2023-01-24 | 1 | 0 | 0 | 0 | 0 | 0 | 0 | 190 | 0 | 0 | 0 | 0 | 0 | 0 | 0
2023-01-24 00:30 | 2 | 0 | 0 | 0 | 0 | 0 | 0 | 190 | 0 | 0 | 0 | 0 | 0 | 0 | 0
2023-01-24 01:00 | 3 | 0 | 0 | 0 | 0 | 0 | 0 | 190 | 0 | 0 | 0 | 0 | 0 | 0 | 0
2023-01-24 01:30 | 4 | 0 | 0 | 0 | 0 | 0 | 0 | 190 | 0 | 0 | 0 | 0 | 0 | 0 | 0
2023-01-24 02:00 | 5 | 0 | 0 | 0 | 0 | 0 | 0 | 190 | 0 | 0 | 0 | 0 | 0 | 0 | 0
2023-01-24 02:30 | 6 | 0 | 0 | 0 | 0 | 0 | 0 | 190 | 0 | 0 | 0 | 0 | 0 | 0 | 0
2023-01-24 03:00 | 7 | 0 | 0 | 0 | 0 | 0 | 0 | 190 | 0 | 0 | 0 | 0 | 0 | 0 | 0
2023-01-24 03:30 | 8 | 0 | 0 | 0 | 0 | 0 | 0 | 190 | 0 | 0 | 0 | 0 | 0 | 0 | 0
2023-01-24 04:00 | 9 | 0 | 0 | 0 | 0 | 0 | 0 | 190 | 0 | 0 | 0 | 0 | 0 | 0 | 0
2023-01-24 04:30 | 10 | 0 | 0 | 0 | 0 | 0 | 0 | 190 | 0 | 0 | 0 | 0 | 0 | 0 | 0
2023-01-24 05:00 | 11 | 0 | 0 | 0 | 0 | 0 | 0 | 190 | 0 | 0 | 0 | 0 | 0 | 0 | 0
2023-01-24 05:30 | 12 | 0 | 0 | 0 | 0 | 0 | 0 | 290 | 0 | 0 | 0 | 0 | 0 | 0 | 0
2023-01-24 06:00 | 13 | 0 | 0 | 0 | 0 | 0 | 0 | 290 | 0 | 0 | 0 | 0 | 0 | 0 | 0
2023-01-24 06:30 | 14 | 0 | 0 | 0 | 0 | 0 | 0 | 290 | 0 | 0 | 0 | 0 | 0 | 0 | 0
2023-01-24 07:00 | 15 | 0 | 0 | 0 | 0 | 0 | 0 | 290 | 0 | 0 | 0 | 0 | 0 | 0 | 0
2023-01-24 07:30 | 16 | 0 | 0 | 0 | 0 | 0 | 0 | 290 | 0 | 0 | 0 | 0 | 0 | 0 | 0
2023-01-24 08:00 | 17 | 0 | 0 | 0 | 0 | 0 | 0 | 290 | 0 | 0 | 0 | 0 | 0 | 0 | 0
2023-01-24 08:30 | 18 | 0 | 0 | 0 | 0 | 0 | 0 | 290 | 0 | 0 | 0 | 0 | 0 | 0 | 0
2023-01-24 09:00 | 19 | 0 | 0 | 0 | 0 | 0 | 0 | 290 | 0 | 0 | 0 | 0 | 0 | 0 | 0
2023-01-24 09:30 | 20 | 0 | 0 | 0 | 0 | 0 | 0 | 290 | 0 | 0 | 0 | 0 | 0 | 0 | 0
2023-01-24 10:00 | 21 | 0 | 0 | 0 | 0 | 0 | 0 | 190 | 0 | 0 | 0 | 0 | 0 | 0 | 0
2023-01-24 10:30 | 22 | 0 | 0 | 0 | 0 | 0 | 0 | 190 | 0 | 0 | 0 | 0 | 0 | 0 | 0
2023-01-24 11:00 | 23 | 0 | 0 | 0 | 0 | 0 | 0 | 190 | 0 | 0 | 0 | 0 | 0 | 0 | 0
2023-01-24 11:30 | 24 | 0 | 0 | 0 | 0 | 0 | 0 | 190 | 0 | 0 | 0 | 0 | 0 | 0 | 0
2023-01-24 12:00 | 1 | 0 | 0 | 0 | 0 | 0 | 0 | 190 | 0 | 0 | 0 | 0 | 0 | 0 | 0
2023-01-24 12:30 | 2 | 0 | 0 | 0 | 0 | 0 | 0 | 190 | 0 | 0 | 0 | 0 | 0 | 0 | 0
2023-01-24 13:00 | 3 | 0 | 0 | 0 | 0 | 0 | 0 | 190 | 0 | 0 | 0 | 0 | 0 | 0 | 0
2023-01-24 13:30 | 4 | 0 | 0 | 0 | 0 | 0 | 0 | 190 | 0 | 0 | 0 | 0 | 0 | 0 | 0
2023-01-24 14:00 | 5 | 0 | 0 | 0 | 0 | 0 | 0 | 190 | 0 | 0 | 0 | 0 | 0 | 0 | 0
2023-01-24 14:30 | 6 | 0 | 0 | 0 | 0 | 0 | 0 | 190 | 0 | 0 | 0 | 0 | 0 | 0 | 0
2023-01-24 15:00 | 7 | 0 | 0 | 0 | 0 | 0 | 0 | 190 | 0 | 0 | 0 | 0 | 0 | 0 | 0
2023-01-24 15:30 | 8 | 0 | 0 | 0 | 0 | 0 | 0 | 190 | 0 | 0 | 0 | 0 | 0 | 0 | 0
2023-01-24 16:00 | 9 | 0 | 0 | 0 | 0 | 0 | 0 | 190 | 0 | 0 | 0 | 0 | 0 | 0 | 0
2023-01-24 16:30 | 10 | 0 | 0 | 0 | 0 | 0 | 0 | 190 | 0 | 0 | 0 | 0 | 0 | 0 | 0
2023-01-24 17:00 | 11 | 0 | 0 | 0 | 0 | 0 | 0 | 190 | 0 | 0 | 0 | 0 | 0 | 0 | 0
2023-01-24 17:30 | 12 | 0 | 0 | 0 | 0 | 0 | 0 | 290 | 0 | 0 | 0 | 0 | 0 | 0 | 0
2023-01-24 18:00 | 13 | 0 | 0 | 0 | 0 | 0 | 0 | 290 | 0 | 0 | 0 | 0 | 0 | 0 | 0
2023-01-24 18:30 | 14 | 0 | 0 | 0 | 0 | 0 | 0 | 290 | 0 | 0 | 0 | 0 | 0 | 0 | 0
2023-01-24 19:00 | 15 | 0 | 0 | 0 | 0 | 0 | 0 | 290 | 0 | 0 | 0 | 0 | 0 | 0 | 0
2023-01-24 19:30 | 16 | 0 | 0 | 0 | 0 | 0 | 0 | 290 | 0 | 0 | 0 | 0 | 0 | 0 | 0
2023-01-24 20:00 | 17 | 0 | 0 | 0 | 0 | 0 | 0 | 290 | 0 | 0 | 0 | 0 | 0 | 0 | 0
2023-01-24 20:30 | 18 | 0 | 0 | 0 | 0 | 0 | 0 | 290 | 0 | 0 | 0 | 0 | 0 | 0 | 0
2023-01-24 21:00 | 19 | 0 | 0 | 0 | 0 | 0 | 0 | 290 | 0 | 0 | 0 | 0 | 0 | 0 | 0
2023-01-24 21:30 | 20 | 0 | 0 | 0 | 0 | 0 | 0 | 290 | 0 | 0 | 0 | 0 | 0 | 0 | 0
2023-01-24 22:00 | 21 | 0 | 0 | 0 | 0 | 0 | 0 | 190 | 0 | 0 | 0 | 0 | 0 | 0 | 0
2023-01-24 22:30 | 22 | 0 | 0 | 0 | 0 | 0 | 0 | 190 | 0 | 0 | 0 | 0 | 0 | 0 | 0
2023-01-24 23:00 | 23 | 0 | 0 | 0 | 0 | 0 | 0 | 190 | 0 | 0 | 0 | 0 | 0 | 0 | 0
2023-01-24 23:30 | 24 | 0 | 0 | 0 | 0 | 0 | 0 | 190 | 0 | 0 | 0 | 0 | 0 | 0 | 0
2023-01-25 | 1 | 0 | 0 | 0 | 0 | 0 | 0 | 190 | 0 | 0 | 0 | 0 | 0 | 0 | 0
2023-01-25 00:30 | 2 | 0 | 0 | 0 | 0 | 0 | 0 | 190 | 0 | 0 | 0 | 0 | 0 | 0 | 0
2023-01-25 01:00 | 3 | 0 | 0 | 0 | 0 | 0 | 0 | 190 | 0 | 0 | 0 | 0 | 0 | 0 | 0
2023-01-25 01:30 | 4 | 0 | 0 | 0 | 0 | 0 | 0 | 190 | 0 | 0 | 0 | 0 | 0 | 0 | 0
2023-01-25 02:00 | 5 | 0 | 0 | 0 | 0 | 0 | 0 | 190 | 0 | 0 | 0 | 0 | 0 | 0 | 0
2023-01-25 02:30 | 6 | 0 | 0 | 0 | 0 | 0 | 0 | 190 | 0 | 0 | 0 | 0 | 0 | 0 | 0
2023-01-25 03:00 | 7 | 0 | 0 | 0 | 0 | 0 | 0 | 190 | 0 | 0 | 0 | 0 | 0 | 0 | 0
2023-01-25 03:30 | 8 | 0 | 0 | 0 | 0 | 0 | 0 | 190 | 0 | 0 | 0 | 0 | 0 | 0 | 0
2023-01-25 04:00 | 9 | 0 | 0 | 0 | 0 | 0 | 0 | 190 | 0 | 0 | 0 | 0 | 0 | 0 | 0
2023-01-25 04:30 | 10 | 0 | 0 | 0 | 0 | 0 | 0 | 190 | 0 | 0 | 0 | 0 | 0 | 0 | 0
2023-01-25 05:00 | 11 | 0 | 0 | 0 | 0 | 0 | 0 | 190 | 0 | 0 | 0 | 0 | 0 | 0 | 0
2023-01-25 05:30 | 12 | 0 | 0 | 0 | 0 | 0 | 0 | 290 | 0 | 0 | 0 | 0 | 0 | 0 | 0
2023-01-25 06:00 | 13 | 0 | 0 | 0 | 0 | 0 | 0 | 290 | 0 | 0 | 0 | 0 | 0 | 0 | 0
2023-01-25 06:30 | 14 | 0 | 0 | 0 | 0 | 0 | 0 | 290 | 0 | 0 | 0 | 0 | 0 | 0 | 0
2023-01-25 07:00 | 15 | 0 | 0 | 0 | 0 | 0 | 0 | 290 | 0 | 0 | 0 | 0 | 0 | 0 | 0
2023-01-25 07:30 | 16 | 0 | 0 | 0 | 0 | 0 | 0 | 290 | 0 | 0 | 0 | 0 | 0 | 0 | 0
2023-01-25 08:00 | 17 | 0 | 0 | 0 | 0 | 0 | 0 | 290 | 0 | 0 | 0 | 0 | 0 | 0 | 0
2023-01-25 08:30 | 18 | 0 | 0 | 0 | 0 | 0 | 0 | 290 | 0 | 0 | 0 | 0 | 0 | 0 | 0
2023-01-25 09:00 | 19 | 0 | 0 | 0 | 0 | 0 | 0 | 290 | 0 | 0 | 0 | 0 | 0 | 0 | 0
2023-01-25 09:30 | 20 | 0 | 0 | 0 | 0 | 0 | 0 | 290 | 0 | 0 | 0 | 0 | 0 | 0 | 0
2023-01-25 10:00 | 21 | 0 | 0 | 0 | 0 | 0 | 0 | 190 | 0 | 0 | 0 | 0 | 0 | 0 | 0
2023-01-25 10:30 | 22 | 0 | 0 | 0 | 0 | 0 | 0 | 190 | 0 | 0 | 0 | 0 | 0 | 0 | 0
2023-01-25 11:00 | 23 | 0 | 0 | 0 | 0 | 0 | 0 | 190 | 0 | 0 | 0 | 0 | 0 | 0 | 0
2023-01-25 11:30 | 24 | 0 | 0 | 0 | 0 | 0 | 0 | 190 | 0 | 0 | 0 | 0 | 0 | 0 | 0
2023-01-25 12:00 | 1 | 0 | 0 | 0 | 0 | 0 | 0 | 190 | 0 | 0 | 0 | 0 | 0 | 0 | 0
2023-01-25 12:30 | 2 | 0 | 0 | 0 | 0 | 0 | 0 | 190 | 0 | 0 | 0 | 0 | 0 | 0 | 0
2023-01-25 13:00 | 3 | 0 | 0 | 0 | 0 | 0 | 0 | 190 | 0 | 0 | 0 | 0 | 0 | 0 | 0
2023-01-25 13:30 | 4 | 0 | 0 | 0 | 0 | 0 | 0 | 190 | 0 | 0 | 0 | 0 | 0 | 0 | 0
2023-01-25 14:00 | 5 | 0 | 0 | 0 | 0 | 0 | 0 | 190 | 0 | 0 | 0 | 0 | 0 | 0 | 0
2023-01-25 14:30 | 6 | 0 | 0 | 0 | 0 | 0 | 0 | 190 | 0 | 0 | 0 | 0 | 0 | 0 | 0
2023-01-25 15:00 | 7 | 0 | 0 | 0 | 0 | 0 | 0 | 190 | 0 | 0 | 0 | 0 | 0 | 0 | 0
2023-01-25 15:30 | 8 | 0 | 0 | 0 | 0 | 0 | 0 | 190 | 0 | 0 | 0 | 0 | 0 | 0 | 0
2023-01-25 16:00 | 9 | 0 | 0 | 0 | 0 | 0 | 0 | 190 | 0 | 0 | 0 | 0 | 0 | 0 | 0
2023-01-25 16:30 | 10 | 0 | 0 | 0 | 0 | 0 | 0 | 190 | 0 | 0 | 0 | 0 | 0 | 0 | 0
2023-01-25 17:00 | 11 | 0 | 0 | 0 | 0 | 0 | 0 | 190 | 0 | 0 | 0 | 0 | 0 | 0 | 0
2023-01-25 17:30 | 12 | 0 | 0 | 0 | 0 | 0 | 0 | 290 | 0 | 0 | 0 | 0 | 0 | 0 | 0
2023-01-25 18:00 | 13 | 0 | 0 | 0 | 0 | 0 | 0 | 290 | 0 | 0 | 0 | 0 | 0 | 0 | 0
2023-01-25 18:30 | 14 | 0 | 0 | 0 | 0 | 0 | 0 | 290 | 0 | 0 | 0 | 0 | 0 | 0 | 0
2023-01-25 19:00 | 15 | 0 | 0 | 0 | 0 | 0 | 0 | 290 | 0 | 0 | 0 | 0 | 0 | 0 | 0
2023-01-25 19:30 | 16 | 0 | 0 | 0 | 0 | 0 | 0 | 290 | 0 | 0 | 0 | 0 | 0 | 0 | 0
2023-01-25 20:00 | 17 | 0 | 0 | 0 | 0 | 0 | 0 | 290 | 0 | 0 | 0 | 0 | 0 | 0 | 0
2023-01-25 20:30 | 18 | 0 | 0 | 0 | 0 | 0 | 0 | 290 | 0 | 0 | 0 | 0 | 0 | 0 | 0
2023-01-25 21:00 | 19 | 0 | 0 | 0 | 0 | 0 | 0 | 290 | 0 | 0 | 0 | 0 | 0 | 0 | 0
2023-01-25 21:30 | 20 | 0 | 0 | 0 | 0 | 0 | 0 | 290 | 0 | 0 | 0 | 0 | 0 | 0 | 0
2023-01-25 22:00 | 21 | 0 | 0 | 0 | 0 | 0 | 0 | 190 | 0 | 0 | 0 | 0 | 0 | 0 | 0
2023-01-25 22:30 | 22 | 0 | 0 | 0 | 0 | 0 | 0 | 190 | 0 | 0 | 0 | 0 | 0 | 0 | 0
2023-01-25 23:00 | 23 | 0 | 0 | 0 | 0 | 0 | 0 | 190 | 0 | 0 | 0 | 0 | 0 | 0 | 0
2023-01-25 23:30 | 24 | 0 | 0 | 0 | 0 | 0 | 0 | 190 | 0 | 0 | 0 | 0 | 0 | 0 | 0
2023-01-26 | 1 | 0 | 0 | 0 | 0 | 0 | 0 | 190 | 0 | 0 | 0 | 0 | 0 | 0 | 0
2023-01-26 00:30 | 2 | 0 | 0 | 0 | 0 | 0 | 0 | 190 | 0 | 0 | 0 | 0 | 0 | 0 | 0
2023-01-26 01:00 | 3 | 0 | 0 | 0 | 0 | 0 | 0 | 190 | 0 | 0 | 0 | 0 | 0 | 0 | 0
2023-01-26 01:30 | 4 | 0 | 0 | 0 | 0 | 0 | 0 | 190 | 0 | 0 | 0 | 0 | 0 | 0 | 0
2023-01-26 02:00 | 5 | 0 | 0 | 0 | 0 | 0 | 0 | 190 | 0 | 0 | 0 | 0 | 0 | 0 | 0
2023-01-26 02:30 | 6 | 0 | 0 | 0 | 0 | 0 | 0 | 190 | 0 | 0 | 0 | 0 | 0 | 0 | 0
2023-01-26 03:00 | 7 | 0 | 0 | 0 | 0 | 0 | 0 | 190 | 0 | 0 | 0 | 0 | 0 | 0 | 0
2023-01-26 03:30 | 8 | 0 | 0 | 0 | 0 | 0 | 0 | 190 | 0 | 0 | 0 | 0 | 0 | 0 | 0
2023-01-26 04:00 | 9 | 0 | 0 | 0 | 0 | 0 | 0 | 190 | 0 | 0 | 0 | 0 | 0 | 0 | 0
2023-01-26 04:30 | 10 | 0 | 0 | 0 | 0 | 0 | 0 | 190 | 0 | 0 | 0 | 0 | 0 | 0 | 0
2023-01-26 05:00 | 11 | 0 | 0 | 0 | 0 | 0 | 0 | 190 | 0 | 0 | 0 | 0 | 0 | 0 | 0
2023-01-26 05:30 | 12 | 0 | 0 | 0 | 0 | 0 | 0 | 290 | 0 | 0 | 0 | 0 | 0 | 0 | 0
2023-01-26 06:00 | 13 | 0 | 0 | 0 | 0 | 0 | 0 | 290 | 0 | 0 | 0 | 0 | 0 | 0 | 0
2023-01-26 06:30 | 14 | 0 | 0 | 0 | 0 | 0 | 0 | 290 | 0 | 0 | 0 | 0 | 0 | 0 | 0
2023-01-26 07:00 | 15 | 0 | 0 | 0 | 0 | 0 | 0 | 290 | 0 | 0 | 0 | 0 | 0 | 0 | 0
2023-01-26 07:30 | 16 | 0 | 0 | 0 | 0 | 0 | 0 | 290 | 0 | 0 | 0 | 0 | 0 | 0 | 0
2023-01-26 08:00 | 17 | 0 | 0 | 0 | 0 | 0 | 0 | 290 | 0 | 0 | 0 | 0 | 0 | 0 | 0
2023-01-26 08:30 | 18 | 0 | 0 | 0 | 0 | 0 | 0 | 290 | 0 | 0 | 0 | 0 | 0 | 0 | 0
2023-01-26 09:00 | 19 | 0 | 0 | 0 | 0 | 0 | 0 | 290 | 0 | 0 | 0 | 0 | 0 | 0 | 0
2023-01-26 09:30 | 20 | 0 | 0 | 0 | 0 | 0 | 0 | 290 | 0 | 0 | 0 | 0 | 0 | 0 | 0
2023-01-26 10:00 | 21 | 0 | 0 | 0 | 0 | 0 | 0 | 190 | 0 | 0 | 0 | 0 | 0 | 0 | 0
2023-01-26 10:30 | 22 | 0 | 0 | 0 | 0 | 0 | 0 | 190 | 0 | 0 | 0 | 0 | 0 | 0 | 0
2023-01-26 11:00 | 23 | 0 | 0 | 0 | 0 | 0 | 0 | 190 | 0 | 0 | 0 | 0 | 0 | 0 | 0
2023-01-26 11:30 | 24 | 0 | 0 | 0 | 0 | 0 | 0 | 190 | 0 | 0 | 0 | 0 | 0 | 0 | 0
2023-01-26 12:00 | 1 | 0 | 0 | 0 | 0 | 0 | 0 | 190 | 0 | 0 | 0 | 0 | 0 | 0 | 0
2023-01-26 12:30 | 2 | 0 | 0 | 0 | 0 | 0 | 0 | 190 | 0 | 0 | 0 | 0 | 0 | 0 | 0
2023-01-26 13:00 | 3 | 0 | 0 | 0 | 0 | 0 | 0 | 190 | 0 | 0 | 0 | 0 | 0 | 0 | 0
2023-01-26 13:30 | 4 | 0 | 0 | 0 | 0 | 0 | 0 | 190 | 0 | 0 | 0 | 0 | 0 | 0 | 0
2023-01-26 14:00 | 5 | 0 | 0 | 0 | 0 | 0 | 0 | 190 | 0 | 0 | 0 | 0 | 0 | 0 | 0
2023-01-26 14:30 | 6 | 0 | 0 | 0 | 0 | 0 | 0 | 190 | 0 | 0 | 0 | 0 | 0 | 0 | 0
2023-01-26 15:00 | 7 | 0 | 0 | 0 | 0 | 0 | 0 | 190 | 0 | 0 | 0 | 0 | 0 | 0 | 0
2023-01-26 15:30 | 8 | 0 | 0 | 0 | 0 | 0 | 0 | 190 | 0 | 0 | 0 | 0 | 0 | 0 | 0
2023-01-26 16:00 | 9 | 0 | 0 | 0 | 0 | 0 | 0 | 190 | 0 | 0 | 0 | 0 | 0 | 0 | 0
2023-01-26 16:30 | 10 | 0 | 0 | 0 | 0 | 0 | 0 | 190 | 0 | 0 | 0 | 0 | 0 | 0 | 0
2023-01-26 17:00 | 11 | 0 | 0 | 0 | 0 | 0 | 0 | 190 | 0 | 0 | 0 | 0 | 0 | 0 | 0
2023-01-26 17:30 | 12 | 0 | 0 | 0 | 0 | 0 | 0 | 290 | 0 | 0 | 0 | 0 | 0 | 0 | 0
2023-01-26 18:00 | 13 | 0 | 0 | 0 | 0 | 0 | 0 | 290 | 0 | 0 | 0 | 0 | 0 | 0 | 0
2023-01-26 18:30 | 14 | 0 | 0 | 0 | 0 | 0 | 0 | 290 | 0 | 0 | 0 | 0 | 0 | 0 | 0
2023-01-26 19:00 | 15 | 0 | 0 | 0 | 0 | 0 | 0 | 290 | 0 | 0 | 0 | 0 | 0 | 0 | 0
2023-01-26 19:30 | 16 | 0 | 0 | 0 | 0 | 0 | 0 | 290 | 0 | 0 | 0 | 0 | 0 | 0 | 0
2023-01-26 20:00 | 17 | 0 | 0 | 0 | 0 | 0 | 0 | 290 | 0 | 0 | 0 | 0 | 0 | 0 | 0
2023-01-26 20:30 | 18 | 0 | 0 | 0 | 0 | 0 | 0 | 290 | 0 | 0 | 0 | 0 | 0 | 0 | 0
2023-01-26 21:00 | 19 | 0 | 0 | 0 | 0 | 0 | 0 | 290 | 0 | 0 | 0 | 0 | 0 | 0 | 0
2023-01-26 21:30 | 20 | 0 | 0 | 0 | 0 | 0 | 0 | 290 | 0 | 0 | 0 | 0 | 0 | 0 | 0
2023-01-26 22:00 | 21 | 0 | 0 | 0 | 0 | 0 | 0 | 190 | 0 | 0 | 0 | 0 | 0 | 0 | 0
2023-01-26 22:30 | 22 | 0 | 0 | 0 | 0 | 0 | 0 | 190 | 0 | 0 | 0 | 0 | 0 | 0 | 0
2023-01-26 23:00 | 23 | 0 | 0 | 0 | 0 | 0 | 0 | 190 | 0 | 0 | 0 | 0 | 0 | 0 | 0
2023-01-26 23:30 | 24 | 0 | 0 | 0 | 0 | 0 | 0 | 190 | 0 | 0 | 0 | 0 | 0 | 0 | 0
2023-01-27 | 1 | 0 | 0 | 0 | 0 | 0 | 0 | 190 | 0 | 0 | 0 | 0 | 0 | 0 | 0
2023-01-27 00:30 | 2 | 0 | 0 | 0 | 0 | 0 | 0 | 190 | 0 | 0 | 0 | 0 | 0 | 0 | 0
2023-01-27 01:00 | 3 | 0 | 0 | 0 | 0 | 0 | 0 | 190 | 0 | 0 | 0 | 0 | 0 | 0 | 0
2023-01-27 01:30 | 4 | 0 | 0 | 0 | 0 | 0 | 0 | 190 | 0 | 0 | 0 | 0 | 0 | 0 | 0
2023-01-27 02:00 | 5 | 0 | 0 | 0 | 0 | 0 | 0 | 190 | 0 | 0 | 0 | 0 | 0 | 0 | 0
2023-01-27 02:30 | 6 | 0 | 0 | 0 | 0 | 0 | 0 | 190 | 0 | 0 | 0 | 0 | 0 | 0 | 0
2023-01-27 03:00 | 7 | 0 | 0 | 0 | 0 | 0 | 0 | 190 | 0 | 0 | 0 | 0 | 0 | 0 | 0
2023-01-27 03:30 | 8 | 0 | 0 | 0 | 0 | 0 | 0 | 190 | 0 | 0 | 0 | 0 | 0 | 0 | 0
2023-01-27 04:00 | 9 | 0 | 0 | 0 | 0 | 0 | 0 | 190 | 0 | 0 | 0 | 0 | 0 | 0 | 0
2023-01-27 04:30 | 10 | 0 | 0 | 0 | 0 | 0 | 0 | 190 | 0 | 0 | 0 | 0 | 0 | 0 | 0
2023-01-27 05:00 | 11 | 0 | 0 | 0 | 0 | 0 | 0 | 190 | 0 | 0 | 0 | 0 | 0 | 0 | 0
2023-01-27 05:30 | 12 | 0 | 0 | 0 | 0 | 0 | 0 | 290 | 0 | 0 | 0 | 0 | 0 | 0 | 0
2023-01-27 06:00 | 13 | 0 | 0 | 0 | 0 | 0 | 0 | 290 | 0 | 0 | 0 | 0 | 0 | 0 | 0
2023-01-27 06:30 | 14 | 0 | 0 | 0 | 0 | 0 | 0 | 290 | 0 | 0 | 0 | 0 | 0 | 0 | 0
2023-01-27 07:00 | 15 | 0 | 0 | 0 | 0 | 0 | 0 | 290 | 0 | 0 | 0 | 0 | 0 | 0 | 0
2023-01-27 07:30 | 16 | 0 | 0 | 0 | 0 | 0 | 0 | 290 | 0 | 0 | 0 | 0 | 0 | 0 | 0
2023-01-27 08:00 | 17 | 0 | 0 | 0 | 0 | 0 | 0 | 290 | 0 | 0 | 0 | 0 | 0 | 0 | 0
2023-01-27 08:30 | 18 | 0 | 0 | 0 | 0 | 0 | 0 | 290 | 0 | 0 | 0 | 0 | 0 | 0 | 0
2023-01-27 09:00 | 19 | 0 | 0 | 0 | 0 | 0 | 0 | 290 | 0 | 0 | 0 | 0 | 0 | 0 | 0
2023-01-27 09:30 | 20 | 0 | 0 | 0 | 0 | 0 | 0 | 290 | 0 | 0 | 0 | 0 | 0 | 0 | 0
2023-01-27 10:00 | 21 | 0 | 0 | 0 | 0 | 0 | 0 | 190 | 0 | 0 | 0 | 0 | 0 | 0 | 0
2023-01-27 10:30 | 22 | 0 | 0 | 0 | 0 | 0 | 0 | 190 | 0 | 0 | 0 | 0 | 0 | 0 | 0
2023-01-27 11:00 | 23 | 0 | 0 | 0 | 0 | 0 | 0 | 190 | 0 | 0 | 0 | 0 | 0 | 0 | 0
2023-01-27 11:30 | 24 | 0 | 0 | 0 | 0 | 0 | 0 | 190 | 0 | 0 | 0 | 0 | 0 | 0 | 0
2023-01-27 12:00 | 1 | 0 | 0 | 0 | 0 | 0 | 0 | 190 | 0 | 0 | 0 | 0 | 0 | 0 | 0
2023-01-27 12:30 | 2 | 0 | 0 | 0 | 0 | 0 | 0 | 190 | 0 | 0 | 0 | 0 | 0 | 0 | 0
2023-01-27 13:00 | 3 | 0 | 0 | 0 | 0 | 0 | 0 | 190 | 0 | 0 | 0 | 0 | 0 | 0 | 0
2023-01-27 13:30 | 4 | 0 | 0 | 0 | 0 | 0 | 0 | 190 | 0 | 0 | 0 | 0 | 0 | 0 | 0
2023-01-27 14:00 | 5 | 0 | 0 | 0 | 0 | 0 | 0 | 190 | 0 | 0 | 0 | 0 | 0 | 0 | 0
2023-01-27 14:30 | 6 | 0 | 0 | 0 | 0 | 0 | 0 | 190 | 0 | 0 | 0 | 0 | 0 | 0 | 0
2023-01-27 15:00 | 7 | 0 | 0 | 0 | 0 | 0 | 0 | 190 | 0 | 0 | 0 | 0 | 0 | 0 | 0
2023-01-27 15:30 | 8 | 0 | 0 | 0 | 0 | 0 | 0 | 190 | 0 | 0 | 0 | 0 | 0 | 0 | 0
2023-01-27 16:00 | 9 | 0 | 0 | 0 | 0 | 0 | 0 | 190 | 0 | 0 | 0 | 0 | 0 | 0 | 0
2023-01-27 16:30 | 10 | 0 | 0 | 0 | 0 | 0 | 0 | 190 | 0 | 0 | 0 | 0 | 0 | 0 | 0
2023-01-27 17:00 | 11 | 0 | 0 | 0 | 0 | 0 | 0 | 190 | 0 | 0 | 0 | 0 | 0 | 0 | 0
2023-01-27 17:30 | 12 | 0 | 0 | 0 | 0 | 0 | 0 | 290 | 0 | 0 | 0 | 0 | 0 | 0 | 0
2023-01-27 18:00 | 13 | 0 | 0 | 0 | 0 | 0 | 0 | 290 | 0 | 0 | 0 | 0 | 0 | 0 | 0
2023-01-27 18:30 | 14 | 0 | 0 | 0 | 0 | 0 | 0 | 290 | 0 | 0 | 0 | 0 | 0 | 0 | 0
2023-01-27 19:00 | 15 | 0 | 0 | 0 | 0 | 0 | 0 | 290 | 0 | 0 | 0 | 0 | 0 | 0 | 0
2023-01-27 19:30 | 16 | 0 | 0 | 0 | 0 | 0 | 0 | 290 | 0 | 0 | 0 | 0 | 0 | 0 | 0
2023-01-27 20:00 | 17 | 0 | 0 | 0 | 0 | 0 | 0 | 290 | 0 | 0 | 0 | 0 | 0 | 0 | 0
2023-01-27 20:30 | 18 | 0 | 0 | 0 | 0 | 0 | 0 | 290 | 0 | 0 | 0 | 0 | 0 | 0 | 0
2023-01-27 21:00 | 19 | 0 | 0 | 0 | 0 | 0 | 0 | 290 | 0 | 0 | 0 | 0 | 0 | 0 | 0
2023-01-27 21:30 | 20 | 0 | 0 | 0 | 0 | 0 | 0 | 290 | 0 | 0 | 0 | 0 | 0 | 0 | 0
2023-01-27 22:00 | 21 | 0 | 0 | 0 | 0 | 0 | 0 | 190 | 0 | 0 | 0 | 0 | 0 | 0 | 0
2023-01-27 22:30 | 22 | 0 | 0 | 0 | 0 | 0 | 0 | 190 | 0 | 0 | 0 | 0 | 0 | 0 | 0
2023-01-27 23:00 | 23 | 0 | 0 | 0 | 0 | 0 | 0 | 190 | 0 | 0 | 0 | 0 | 0 | 0 | 0
2023-01-27 23:30 | 24 | 0 | 0 | 0 | 0 | 0 | 0 | 190 | 0 | 0 | 0 | 0 | 0 | 0 | 0
2023-01-28 | 1 | 0 | 0 | 0 | 0 | 0 | 0 | 190 | 0 | 0 | 0 | 0 | 0 | 0 | 0
2023-01-28 00:30 | 2 | 0 | 0 | 0 | 0 | 0 | 0 | 190 | 0 | 0 | 0 | 0 | 0 | 0 | 0
2023-01-28 01:00 | 3 | 0 | 0 | 0 | 0 | 0 | 0 | 190 | 0 | 0 | 0 | 0 | 0 | 0 | 0
2023-01-28 01:30 | 4 | 0 | 0 | 0 | 0 | 0 | 0 | 190 | 0 | 0 | 0 | 0 | 0 | 0 | 0
2023-01-28 02:00 | 5 | 0 | 0 | 0 | 0 | 0 | 0 | 190 | 0 | 0 | 0 | 0 | 0 | 0 | 0
2023-01-28 02:30 | 6 | 0 | 0 | 0 | 0 | 0 | 0 | 190 | 0 | 0 | 0 | 0 | 0 | 0 | 0
2023-01-28 03:00 | 7 | 0 | 0 | 0 | 0 | 0 | 0 | 190 | 0 | 0 | 0 | 0 | 0 | 0 | 0
2023-01-28 03:30 | 8 | 0 | 0 | 0 | 0 | 0 | 0 | 190 | 0 | 0 | 0 | 0 | 0 | 0 | 0
2023-01-28 04:00 | 9 | 0 | 0 | 0 | 0 | 0 | 0 | 190 | 0 | 0 | 0 | 0 | 0 | 0 | 0
2023-01-28 04:30 | 10 | 0 | 0 | 0 | 0 | 0 | 0 | 190 | 0 | 0 | 0 | 0 | 0 | 0 | 0
2023-01-28 05:00 | 11 | 0 | 0 | 0 | 0 | 0 | 0 | 190 | 0 | 0 | 0 | 0 | 0 | 0 | 0
2023-01-28 05:30 | 12 | 0 | 0 | 0 | 0 | 0 | 0 | 290 | 0 | 0 | 0 | 0 | 0 | 0 | 0
2023-01-28 06:00 | 13 | 0 | 0 | 0 | 0 | 0 | 0 | 290 | 0 | 0 | 0 | 0 | 0 | 0 | 0
2023-01-28 06:30 | 14 | 0 | 0 | 0 | 0 | 0 | 0 | 290 | 0 | 0 | 0 | 0 | 0 | 0 | 0
2023-01-28 07:00 | 15 | 0 | 0 | 0 | 0 | 0 | 0 | 290 | 0 | 0 | 0 | 0 | 0 | 0 | 0
2023-01-28 07:30 | 16 | 0 | 0 | 0 | 0 | 0 | 0 | 290 | 0 | 0 | 0 | 0 | 0 | 0 | 0
2023-01-28 08:00 | 17 | 0 | 0 | 0 | 0 | 0 | 0 | 290 | 0 | 0 | 0 | 0 | 0 | 0 | 0
2023-01-28 08:30 | 18 | 0 | 0 | 0 | 0 | 0 | 0 | 290 | 0 | 0 | 0 | 0 | 0 | 0 | 0
2023-01-28 09:00 | 19 | 0 | 0 | 0 | 0 | 0 | 0 | 290 | 0 | 0 | 0 | 0 | 0 | 0 | 0
2023-01-28 09:30 | 20 | 0 | 0 | 0 | 0 | 0 | 0 | 290 | 0 | 0 | 0 | 0 | 0 | 0 | 0
2023-01-28 10:00 | 21 | 0 | 0 | 0 | 0 | 0 | 0 | 190 | 0 | 0 | 0 | 0 | 0 | 0 | 0
2023-01-28 10:30 | 22 | 0 | 0 | 0 | 0 | 0 | 0 | 190 | 0 | 0 | 0 | 0 | 0 | 0 | 0
2023-01-28 11:00 | 23 | 0 | 0 | 0 | 0 | 0 | 0 | 190 | 0 | 0 | 0 | 0 | 0 | 0 | 0
2023-01-28 11:30 | 24 | 0 | 0 | 0 | 0 | 0 | 0 | 190 | 0 | 0 | 0 | 0 | 0 | 0 | 0
2023-01-28 12:00 | 1 | 0 | 0 | 0 | 0 | 0 | 0 | 190 | 0 | 0 | 0 | 0 | 0 | 0 | 0
2023-01-28 12:30 | 2 | 0 | 0 | 0 | 0 | 0 | 0 | 190 | 0 | 0 | 0 | 0 | 0 | 0 | 0
2023-01-28 13:00 | 3 | 0 | 0 | 0 | 0 | 0 | 0 | 190 | 0 | 0 | 0 | 0 | 0 | 0 | 0
2023-01-28 13:30 | 4 | 0 | 0 | 0 | 0 | 0 | 0 | 190 | 0 | 0 | 0 | 0 | 0 | 0 | 0
2023-01-28 14:00 | 5 | 0 | 0 | 0 | 0 | 0 | 0 | 190 | 0 | 0 | 0 | 0 | 0 | 0 | 0
2023-01-28 14:30 | 6 | 0 | 0 | 0 | 0 | 0 | 0 | 190 | 0 | 0 | 0 | 0 | 0 | 0 | 0
2023-01-28 15:00 | 7 | 0 | 0 | 0 | 0 | 0 | 0 | 190 | 0 | 0 | 0 | 0 | 0 | 0 | 0
2023-01-28 15:30 | 8 | 0 | 0 | 0 | 0 | 0 | 0 | 190 | 0 | 0 | 0 | 0 | 0 | 0 | 0
2023-01-28 16:00 | 9 | 0 | 0 | 0 | 0 | 0 | 0 | 190 | 0 | 0 | 0 | 0 | 0 | 0 | 0
2023-01-28 16:30 | 10 | 0 | 0 | 0 | 0 | 0 | 0 | 190 | 0 | 0 | 0 | 0 | 0 | 0 | 0
2023-01-28 17:00 | 11 | 0 | 0 | 0 | 0 | 0 | 0 | 190 | 0 | 0 | 0 | 0 | 0 | 0 | 0
2023-01-28 17:30 | 12 | 0 | 0 | 0 | 0 | 0 | 0 | 290 | 0 | 0 | 0 | 0 | 0 | 0 | 0
2023-01-28 18:00 | 13 | 0 | 0 | 0 | 0 | 0 | 0 | 290 | 0 | 0 | 0 | 0 | 0 | 0 | 0
2023-01-28 18:30 | 14 | 0 | 0 | 0 | 0 | 0 | 0 | 290 | 0 | 0 | 0 | 0 | 0 | 0 | 0
2023-01-28 19:00 | 15 | 0 | 0 | 0 | 0 | 0 | 0 | 290 | 0 | 0 | 0 | 0 | 0 | 0 | 0
2023-01-28 19:30 | 16 | 0 | 0 | 0 | 0 | 0 | 0 | 290 | 0 | 0 | 0 | 0 | 0 | 0 | 0
2023-01-28 20:00 | 17 | 0 | 0 | 0 | 0 | 0 | 0 | 290 | 0 | 0 | 0 | 0 | 0 | 0 | 0
2023-01-28 20:30 | 18 | 0 | 0 | 0 | 0 | 0 | 0 | 290 | 0 | 0 | 0 | 0 | 0 | 0 | 0
2023-01-28 21:00 | 19 | 0 | 0 | 0 | 0 | 0 | 0 | 290 | 0 | 0 | 0 | 0 | 0 | 0 | 0
2023-01-28 21:30 | 20 | 0 | 0 | 0 | 0 | 0 | 0 | 290 | 0 | 0 | 0 | 0 | 0 | 0 | 0
2023-01-28 22:00 | 21 | 0 | 0 | 0 | 0 | 0 | 0 | 190 | 0 | 0 | 0 | 0 | 0 | 0 | 0
2023-01-28 22:30 | 22 | 0 | 0 | 0 | 0 | 0 | 0 | 190 | 0 | 0 | 0 | 0 | 0 | 0 | 0
2023-01-28 23:00 | 23 | 0 | 0 | 0 | 0 | 0 | 0 | 190 | 0 | 0 | 0 | 0 | 0 | 0 | 0
2023-01-28 23:30 | 24 | 0 | 0 | 0 | 0 | 0 | 0 | 190 | 0 | 0 | 0 | 0 | 0 | 0 | 0
2023-01-29 | 1 | 0 | 0 | 0 | 0 | 0 | 0 | 190 | 0 | 0 | 0 | 0 | 0 | 0 | 0
2023-01-29 00:30 | 2 | 0 | 0 | 0 | 0 | 0 | 0 | 190 | 0 | 0 | 0 | 0 | 0 | 0 | 0
2023-01-29 01:00 | 3 | 0 | 0 | 0 | 0 | 0 | 0 | 190 | 0 | 0 | 0 | 0 | 0 | 0 | 0
2023-01-29 01:30 | 4 | 0 | 0 | 0 | 0 | 0 | 0 | 190 | 0 | 0 | 0 | 0 | 0 | 0 | 0
2023-01-29 02:00 | 5 | 0 | 0 | 0 | 0 | 0 | 0 | 190 | 0 | 0 | 0 | 0 | 0 | 0 | 0
2023-01-29 02:30 | 6 | 0 | 0 | 0 | 0 | 0 | 0 | 190 | 0 | 0 | 0 | 0 | 0 | 0 | 0
2023-01-29 03:00 | 7 | 0 | 0 | 0 | 0 | 0 | 0 | 190 | 0 | 0 | 0 | 0 | 0 | 0 | 0
2023-01-29 03:30 | 8 | 0 | 0 | 0 | 0 | 0 | 0 | 190 | 0 | 0 | 0 | 0 | 0 | 0 | 0
2023-01-29 04:00 | 9 | 0 | 0 | 0 | 0 | 0 | 0 | 190 | 0 | 0 | 0 | 0 | 0 | 0 | 0
2023-01-29 04:30 | 10 | 0 | 0 | 0 | 0 | 0 | 0 | 190 | 0 | 0 | 0 | 0 | 0 | 0 | 0
2023-01-29 05:00 | 11 | 0 | 0 | 0 | 0 | 0 | 0 | 190 | 0 | 0 | 0 | 0 | 0 | 0 | 0
2023-01-29 05:30 | 12 | 0 | 0 | 0 | 0 | 0 | 0 | 290 | 0 | 0 | 0 | 0 | 0 | 0 | 0
2023-01-29 06:00 | 13 | 0 | 0 | 0 | 0 | 0 | 0 | 290 | 0 | 0 | 0 | 0 | 0 | 0 | 0
2023-01-29 06:30 | 14 | 0 | 0 | 0 | 0 | 0 | 0 | 290 | 0 | 0 | 0 | 0 | 0 | 0 | 0
2023-01-29 07:00 | 15 | 0 | 0 | 0 | 0 | 0 | 0 | 290 | 0 | 0 | 0 | 0 | 0 | 0 | 0
2023-01-29 07:30 | 16 | 0 | 0 | 0 | 0 | 0 | 0 | 290 | 0 | 0 | 0 | 0 | 0 | 0 | 0
2023-01-29 08:00 | 17 | 0 | 0 | 0 | 0 | 0 | 0 | 290 | 0 | 0 | 0 | 0 | 0 | 0 | 0
2023-01-29 08:30 | 18 | 0 | 0 | 0 | 0 | 0 | 0 | 290 | 0 | 0 | 0 | 0 | 0 | 0 | 0
2023-01-29 09:00 | 19 | 0 | 0 | 0 | 0 | 0 | 0 | 290 | 0 | 0 | 0 | 0 | 0 | 0 | 0
2023-01-29 09:30 | 20 | 0 | 0 | 0 | 0 | 0 | 0 | 290 | 0 | 0 | 0 | 0 | 0 | 0 | 0
2023-01-29 10:00 | 21 | 0 | 0 | 0 | 0 | 0 | 0 | 190 | 0 | 0 | 0 | 0 | 0 | 0 | 0
2023-01-29 10:30 | 22 | 0 | 0 | 0 | 0 | 0 | 0 | 190 | 0 | 0 | 0 | 0 | 0 | 0 | 0
2023-01-29 11:00 | 23 | 0 | 0 | 0 | 0 | 0 | 0 | 190 | 0 | 0 | 0 | 0 | 0 | 0 | 0
2023-01-29 11:30 | 24 | 0 | 0 | 0 | 0 | 0 | 0 | 190 | 0 | 0 | 0 | 0 | 0 | 0 | 0
2023-01-29 12:00 | 1 | 0 | 0 | 0 | 0 | 0 | 0 | 190 | 0 | 0 | 0 | 0 | 0 | 0 | 0
2023-01-29 12:30 | 2 | 0 | 0 | 0 | 0 | 0 | 0 | 190 | 0 | 0 | 0 | 0 | 0 | 0 | 0
2023-01-29 13:00 | 3 | 0 | 0 | 0 | 0 | 0 | 0 | 190 | 0 | 0 | 0 | 0 | 0 | 0 | 0
2023-01-29 13:30 | 4 | 0 | 0 | 0 | 0 | 0 | 0 | 190 | 0 | 0 | 0 | 0 | 0 | 0 | 0
2023-01-29 14:00 | 5 | 0 | 0 | 0 | 0 | 0 | 0 | 190 | 0 | 0 | 0 | 0 | 0 | 0 | 0
2023-01-29 14:30 | 6 | 0 | 0 | 0 | 0 | 0 | 0 | 190 | 0 | 0 | 0 | 0 | 0 | 0 | 0
2023-01-29 15:00 | 7 | 0 | 0 | 0 | 0 | 0 | 0 | 190 | 0 | 0 | 0 | 0 | 0 | 0 | 0
2023-01-29 15:30 | 8 | 0 | 0 | 0 | 0 | 0 | 0 | 190 | 0 | 0 | 0 | 0 | 0 | 0 | 0
2023-01-29 16:00 | 9 | 0 | 0 | 0 | 0 | 0 | 0 | 190 | 0 | 0 | 0 | 0 | 0 | 0 | 0
2023-01-29 16:30 | 10 | 0 | 0 | 0 | 0 | 0 | 0 | 190 | 0 | 0 | 0 | 0 | 0 | 0 | 0
2023-01-29 17:00 | 11 | 0 | 0 | 0 | 0 | 0 | 0 | 190 | 0 | 0 | 0 | 0 | 0 | 0 | 0
2023-01-29 17:30 | 12 | 0 | 0 | 0 | 0 | 0 | 0 | 290 | 0 | 0 | 0 | 0 | 0 | 0 | 0
2023-01-29 18:00 | 13 | 0 | 0 | 0 | 0 | 0 | 0 | 290 | 0 | 0 | 0 | 0 | 0 | 0 | 0
2023-01-29 18:30 | 14 | 0 | 0 | 0 | 0 | 0 | 0 | 290 | 0 | 0 | 0 | 0 | 0 | 0 | 0
2023-01-29 19:00 | 15 | 0 | 0 | 0 | 0 | 0 | 0 | 290 | 0 | 0 | 0 | 0 | 0 | 0 | 0
2023-01-29 19:30 | 16 | 0 | 0 | 0 | 0 | 0 | 0 | 290 | 0 | 0 | 0 | 0 | 0 | 0 | 0
2023-01-29 20:00 | 17 | 0 | 0 | 0 | 0 | 0 | 0 | 290 | 0 | 0 | 0 | 0 | 0 | 0 | 0
2023-01-29 20:30 | 18 | 0 | 0 | 0 | 0 | 0 | 0 | 290 | 0 | 0 | 0 | 0 | 0 | 0 | 0
2023-01-29 21:00 | 19 | 0 | 0 | 0 | 0 | 0 | 0 | 290 | 0 | 0 | 0 | 0 | 0 | 0 | 0
2023-01-29 21:30 | 20 | 0 | 0 | 0 | 0 | 0 | 0 | 290 | 0 | 0 | 0 | 0 | 0 | 0 | 0
2023-01-29 22:00 | 21 | 0 | 0 | 0 | 0 | 0 | 0 | 190 | 0 | 0 | 0 | 0 | 0 | 0 | 0
2023-01-29 22:30 | 22 | 0 | 0 | 0 | 0 | 0 | 0 | 190 | 0 | 0 | 0 | 0 | 0 | 0 | 0
2023-01-29 23:00 | 23 | 0 | 0 | 0 | 0 | 0 | 0 | 190 | 0 | 0 | 0 | 0 | 0 | 0 | 0
2023-01-29 23:30 | 24 | 0 | 0 | 0 | 0 | 0 | 0 | 190 | 0 | 0 | 0 | 0 | 0 | 0 | 0
2023-01-30 | 1 | 0 | 0 | 0 | 0 | 0 | 0 | 190 | 0 | 0 | 0 | 0 | 0 | 0 | 0
2023-01-30 00:30 | 2 | 0 | 0 | 0 | 0 | 0 | 0 | 190 | 0 | 0 | 0 | 0 | 0 | 0 | 0
2023-01-30 01:00 | 3 | 0 | 0 | 0 | 0 | 0 | 0 | 190 | 0 | 0 | 0 | 0 | 0 | 0 | 0
2023-01-30 01:30 | 4 | 0 | 0 | 0 | 0 | 0 | 0 | 190 | 0 | 0 | 0 | 0 | 0 | 0 | 0
2023-01-30 02:00 | 5 | 0 | 0 | 0 | 0 | 0 | 0 | 190 | 0 | 0 | 0 | 0 | 0 | 0 | 0
2023-01-30 02:30 | 6 | 0 | 0 | 0 | 0 | 0 | 0 | 190 | 0 | 0 | 0 | 0 | 0 | 0 | 0
2023-01-30 03:00 | 7 | 0 | 0 | 0 | 0 | 0 | 0 | 190 | 0 | 0 | 0 | 0 | 0 | 0 | 0
2023-01-30 03:30 | 8 | 0 | 0 | 0 | 0 | 0 | 0 | 190 | 0 | 0 | 0 | 0 | 0 | 0 | 0
2023-01-30 04:00 | 9 | 0 | 0 | 0 | 0 | 0 | 0 | 190 | 0 | 0 | 0 | 0 | 0 | 0 | 0
2023-01-30 04:30 | 10 | 0 | 0 | 0 | 0 | 0 | 0 | 190 | 0 | 0 | 0 | 0 | 0 | 0 | 0
2023-01-30 05:00 | 11 | 0 | 0 | 0 | 0 | 0 | 0 | 190 | 0 | 0 | 0 | 0 | 0 | 0 | 0
2023-01-30 05:30 | 12 | 0 | 0 | 0 | 0 | 0 | 0 | 290 | 0 | 0 | 0 | 0 | 0 | 0 | 0
2023-01-30 06:00 | 13 | 0 | 0 | 0 | 0 | 0 | 0 | 290 | 0 | 0 | 0 | 0 | 0 | 0 | 0
2023-01-30 06:30 | 14 | 0 | 0 | 0 | 0 | 0 | 0 | 290 | 0 | 0 | 0 | 0 | 0 | 0 | 0
2023-01-30 07:00 | 15 | 0 | 0 | 0 | 0 | 0 | 0 | 290 | 0 | 0 | 0 | 0 | 0 | 0 | 0
2023-01-30 07:30 | 16 | 0 | 0 | 0 | 0 | 0 | 0 | 290 | 0 | 0 | 0 | 0 | 0 | 0 | 0
2023-01-30 08:00 | 17 | 0 | 0 | 0 | 0 | 0 | 0 | 290 | 0 | 0 | 0 | 0 | 0 | 0 | 0
2023-01-30 08:30 | 18 | 0 | 0 | 0 | 0 | 0 | 0 | 290 | 0 | 0 | 0 | 0 | 0 | 0 | 0
2023-01-30 09:00 | 19 | 0 | 0 | 0 | 0 | 0 | 0 | 290 | 0 | 0 | 0 | 0 | 0 | 0 | 0
2023-01-30 09:30 | 20 | 0 | 0 | 0 | 0 | 0 | 0 | 290 | 0 | 0 | 0 | 0 | 0 | 0 | 0
2023-01-30 10:00 | 21 | 0 | 0 | 0 | 0 | 0 | 0 | 190 | 0 | 0 | 0 | 0 | 0 | 0 | 0
2023-01-30 10:30 | 22 | 0 | 0 | 0 | 0 | 0 | 0 | 190 | 0 | 0 | 0 | 0 | 0 | 0 | 0
2023-01-30 11:00 | 23 | 0 | 0 | 0 | 0 | 0 | 0 | 190 | 0 | 0 | 0 | 0 | 0 | 0 | 0
2023-01-30 11:30 | 24 | 0 | 0 | 0 | 0 | 0 | 0 | 190 | 0 | 0 | 0 | 0 | 0 | 0 | 0
2023-01-30 12:00 | 1 | 0 | 0 | 0 | 0 | 0 | 0 | 190 | 0 | 0 | 0 | 0 | 0 | 0 | 0
2023-01-30 12:30 | 2 | 0 | 0 | 0 | 0 | 0 | 0 | 190 | 0 | 0 | 0 | 0 | 0 | 0 | 0
2023-01-30 13:00 | 3 | 0 | 0 | 0 | 0 | 0 | 0 | 190 | 0 | 0 | 0 | 0 | 0 | 0 | 0
2023-01-30 13:30 | 4 | 0 | 0 | 0 | 0 | 0 | 0 | 190 | 0 | 0 | 0 | 0 | 0 | 0 | 0
2023-01-30 14:00 | 5 | 0 | 0 | 0 | 0 | 0 | 0 | 190 | 0 | 0 | 0 | 0 | 0 | 0 | 0
2023-01-30 14:30 | 6 | 0 | 0 | 0 | 0 | 0 | 0 | 190 | 0 | 0 | 0 | 0 | 0 | 0 | 0
2023-01-30 15:00 | 7 | 0 | 0 | 0 | 0 | 0 | 0 | 190 | 0 | 0 | 0 | 0 | 0 | 0 | 0
2023-01-30 15:30 | 8 | 0 | 0 | 0 | 0 | 0 | 0 | 190 | 0 | 0 | 0 | 0 | 0 | 0 | 0
2023-01-30 16:00 | 9 | 0 | 0 | 0 | 0 | 0 | 0 | 190 | 0 | 0 | 0 | 0 | 0 | 0 | 0
2023-01-30 16:30 | 10 | 0 | 0 | 0 | 0 | 0 | 0 | 190 | 0 | 0 | 0 | 0 | 0 | 0 | 0
2023-01-30 17:00 | 11 | 0 | 0 | 0 | 0 | 0 | 0 | 190 | 0 | 0 | 0 | 0 | 0 | 0 | 0
2023-01-30 17:30 | 12 | 0 | 0 | 0 | 0 | 0 | 0 | 290 | 0 | 0 | 0 | 0 | 0 | 0 | 0
2023-01-30 18:00 | 13 | 0 | 0 | 0 | 0 | 0 | 0 | 290 | 0 | 0 | 0 | 0 | 0 | 0 | 0
2023-01-30 18:30 | 14 | 0 | 0 | 0 | 0 | 0 | 0 | 290 | 0 | 0 | 0 | 0 | 0 | 0 | 0
2023-01-30 19:00 | 15 | 0 | 0 | 0 | 0 | 0 | 0 | 290 | 0 | 0 | 0 | 0 | 0 | 0 | 0
2023-01-30 19:30 | 16 | 0 | 0 | 0 | 0 | 0 | 0 | 290 | 0 | 0 | 0 | 0 | 0 | 0 | 0
2023-01-30 20:00 | 17 | 0 | 0 | 0 | 0 | 0 | 0 | 290 | 0 | 0 | 0 | 0 | 0 | 0 | 0
2023-01-30 20:30 | 18 | 0 | 0 | 0 | 0 | 0 | 0 | 290 | 0 | 0 | 0 | 0 | 0 | 0 | 0
2023-01-30 21:00 | 19 | 0 | 0 | 0 | 0 | 0 | 0 | 290 | 0 | 0 | 0 | 0 | 0 | 0 | 0
2023-01-30 21:30 | 20 | 0 | 0 | 0 | 0 | 0 | 0 | 290 | 0 | 0 | 0 | 0 | 0 | 0 | 0
2023-01-30 22:00 | 21 | 0 | 0 | 0 | 0 | 0 | 0 | 190 | 0 | 0 | 0 | 0 | 0 | 0 | 0
2023-01-30 22:30 | 22 | 0 | 0 | 0 | 0 | 0 | 0 | 190 | 0 | 0 | 0 | 0 | 0 | 0 | 0
2023-01-30 23:00 | 23 | 0 | 0 | 0 | 0 | 0 | 0 | 190 | 0 | 0 | 0 | 0 | 0 | 0 | 0
2023-01-30 23:30 | 24 | 0 | 0 | 0 | 0 | 0 | 0 | 190 | 0 | 0 | 0 | 0 | 0 | 0 | 0
2023-01-31 | 1 | 0 | 0 | 0 | 0 | 0 | 0 | 190 | 0 | 0 | 0 | 0 | 0 | 0 | 0
2023-01-31 00:30 | 2 | 0 | 0 | 0 | 0 | 0 | 0 | 190 | 0 | 0 | 0 | 0 | 0 | 0 | 0
2023-01-31 01:00 | 3 | 0 | 0 | 0 | 0 | 0 | 0 | 190 | 0 | 0 | 0 | 0 | 0 | 0 | 0
2023-01-31 01:30 | 4 | 0 | 0 | 0 | 0 | 0 | 0 | 190 | 0 | 0 | 0 | 0 | 0 | 0 | 0
2023-01-31 02:00 | 5 | 0 | 0 | 0 | 0 | 0 | 0 | 190 | 0 | 0 | 0 | 0 | 0 | 0 | 0
2023-01-31 02:30 | 6 | 0 | 0 | 0 | 0 | 0 | 0 | 190 | 0 | 0 | 0 | 0 | 0 | 0 | 0
2023-01-31 03:00 | 7 | 0 | 0 | 0 | 0 | 0 | 0 | 190 | 0 | 0 | 0 | 0 | 0 | 0 | 0
2023-01-31 03:30 | 8 | 0 | 0 | 0 | 0 | 0 | 0 | 190 | 0 | 0 | 0 | 0 | 0 | 0 | 0
2023-01-31 04:00 | 9 | 0 | 0 | 0 | 0 | 0 | 0 | 190 | 0 | 0 | 0 | 0 | 0 | 0 | 0
2023-01-31 04:30 | 10 | 0 | 0 | 0 | 0 | 0 | 0 | 190 | 0 | 0 | 0 | 0 | 0 | 0 | 0
2023-01-31 05:00 | 11 | 0 | 0 | 0 | 0 | 0 | 0 | 190 | 0 | 0 | 0 | 0 | 0 | 0 | 0
2023-01-31 05:30 | 12 | 0 | 0 | 0 | 0 | 0 | 0 | 290 | 0 | 0 | 0 | 0 | 0 | 0 | 0
2023-01-31 06:00 | 13 | 0 | 0 | 0 | 0 | 0 | 0 | 290 | 0 | 0 | 0 | 0 | 0 | 0 | 0
2023-01-31 06:30 | 14 | 0 | 0 | 0 | 0 | 0 | 0 | 290 | 0 | 0 | 0 | 0 | 0 | 0 | 0
2023-01-31 07:00 | 15 | 0 | 0 | 0 | 0 | 0 | 0 | 290 | 0 | 0 | 0 | 0 | 0 | 0 | 0
2023-01-31 07:30 | 16 | 0 | 0 | 0 | 0 | 0 | 0 | 290 | 0 | 0 | 0 | 0 | 0 | 0 | 0
2023-01-31 08:00 | 17 | 0 | 0 | 0 | 0 | 0 | 0 | 290 | 0 | 0 | 0 | 0 | 0 | 0 | 0
2023-01-31 08:30 | 18 | 0 | 0 | 0 | 0 | 0 | 0 | 290 | 0 | 0 | 0 | 0 | 0 | 0 | 0
2023-01-31 09:00 | 19 | 0 | 0 | 0 | 0 | 0 | 0 | 290 | 0 | 0 | 0 | 0 | 0 | 0 | 0
2023-01-31 09:30 | 20 | 0 | 0 | 0 | 0 | 0 | 0 | 290 | 0 | 0 | 0 | 0 | 0 | 0 | 0
2023-01-31 10:00 | 21 | 0 | 0 | 0 | 0 | 0 | 0 | 190 | 0 | 0 | 0 | 0 | 0 | 0 | 0
2023-01-31 10:30 | 22 | 0 | 0 | 0 | 0 | 0 | 0 | 190 | 0 | 0 | 0 | 0 | 0 | 0 | 0
2023-01-31 11:00 | 23 | 0 | 0 | 0 | 0 | 0 | 0 | 190 | 0 | 0 | 0 | 0 | 0 | 0 | 0
2023-01-31 11:30 | 24 | 0 | 0 | 0 | 0 | 0 | 0 | 190 | 0 | 0 | 0 | 0 | 0 | 0 | 0
2023-01-31 12:00 | 1 | 0 | 0 | 0 | 0 | 0 | 0 | 190 | 0 | 0 | 0 | 0 | 0 | 0 | 0
2023-01-31 12:30 | 2 | 0 | 0 | 0 | 0 | 0 | 0 | 190 | 0 | 0 | 0 | 0 | 0 | 0 | 0
2023-01-31 13:00 | 3 | 0 | 0 | 0 | 0 | 0 | 0 | 190 | 0 | 0 | 0 | 0 | 0 | 0 | 0
2023-01-31 13:30 | 4 | 0 | 0 | 0 | 0 | 0 | 0 | 190 | 0 | 0 | 0 | 0 | 0 | 0 | 0
2023-01-31 14:00 | 5 | 0 | 0 | 0 | 0 | 0 | 0 | 190 | 0 | 0 | 0 | 0 | 0 | 0 | 0
2023-01-31 14:30 | 6 | 0 | 0 | 0 | 0 | 0 | 0 | 190 | 0 | 0 | 0 | 0 | 0 | 0 | 0
2023-01-31 15:00 | 7 | 0 | 0 | 0 | 0 | 0 | 0 | 190 | 0 | 0 | 0 | 0 | 0 | 0 | 0
2023-01-31 15:30 | 8 | 0 | 0 | 0 | 0 | 0 | 0 | 190 | 0 | 0 | 0 | 0 | 0 | 0 | 0
2023-01-31 16:00 | 9 | 0 | 0 | 0 | 0 | 0 | 0 | 190 | 0 | 0 | 0 | 0 | 0 | 0 | 0
2023-01-31 16:30 | 10 | 0 | 0 | 0 | 0 | 0 | 0 | 190 | 0 | 0 | 0 | 0 | 0 | 0 | 0
2023-01-31 17:00 | 11 | 0 | 0 | 0 | 0 | 0 | 0 | 190 | 0 | 0 | 0 | 0 | 0 | 0 | 0
2023-01-31 17:30 | 12 | 0 | 0 | 0 | 0 | 0 | 0 | 290 | 0 | 0 | 0 | 0 | 0 | 0 | 0
2023-01-31 18:00 | 13 | 0 | 0 | 0 | 0 | 0 | 0 | 290 | 0 | 0 | 0 | 0 | 0 | 0 | 0
2023-01-31 18:30 | 14 | 0 | 0 | 0 | 0 | 0 | 0 | 290 | 0 | 0 | 0 | 0 | 0 | 0 | 0
2023-01-31 19:00 | 15 | 0 | 0 | 0 | 0 | 0 | 0 | 290 | 0 | 0 | 0 | 0 | 0 | 0 | 0
2023-01-31 19:30 | 16 | 0 | 0 | 0 | 0 | 0 | 0 | 290 | 0 | 0 | 0 | 0 | 0 | 0 | 0
2023-01-31 20:00 | 17 | 0 | 0 | 0 | 0 | 0 | 0 | 290 | 0 | 0 | 0 | 0 | 0 | 0 | 0
2023-01-31 20:30 | 18 | 0 | 0 | 0 | 0 | 0 | 0 | 290 | 0 | 0 | 0 | 0 | 0 | 0 | 0
2023-01-31 21:00 | 19 | 0 | 0 | 0 | 0 | 0 | 0 | 290 | 0 | 0 | 0 | 0 | 0 | 0 | 0
2023-01-31 21:30 | 20 | 0 | 0 | 0 | 0 | 0 | 0 | 290 | 0 | 0 | 0 | 0 | 0 | 0 | 0
2023-01-31 22:00 | 21 | 0 | 0 | 0 | 0 | 0 | 0 | 190 | 0 | 0 | 0 | 0 | 0 | 0 | 0
2023-01-31 22:30 | 22 | 0 | 0 | 0 | 0 | 0 | 0 | 190 | 0 | 0 | 0 | 0 | 0 | 0 | 0
2023-01-31 23:00 | 23 | 0 | 0 | 0 | 0 | 0 | 0 | 190 | 0 | 0 | 0 | 0 | 0 | 0 | 0
2023-01-31 23:30 | 24 | 0 | 0 | 0 | 0 | 0 | 0 | 190 | 0 | 0 | 0 | 0 | 0 | 0 | 0
2023-02-01 | 1 | 0 | 0 | 0 | 0 | 0 | 0 | 190 | 0 | 0 | 0 | 0 | 0 | 0 | 0
2023-02-01 00:30 | 2 | 0 | 0 | 0 | 0 | 0 | 0 | 190 | 0 | 0 | 0 | 0 | 0 | 0 | 0
2023-02-01 01:00 | 3 | 0 | 0 | 0 | 0 | 0 | 0 | 190 | 0 | 0 | 0 | 0 | 0 | 0 | 0
2023-02-01 01:30 | 4 | 0 | 0 | 0 | 0 | 0 | 0 | 190 | 0 | 0 | 0 | 0 | 0 | 0 | 0
2023-02-01 02:00 | 5 | 0 | 0 | 0 | 0 | 0 | 0 | 190 | 0 | 0 | 0 | 0 | 0 | 0 | 0
2023-02-01 02:30 | 6 | 0 | 0 | 0 | 0 | 0 | 0 | 190 | 0 | 0 | 0 | 0 | 0 | 0 | 0
2023-02-01 03:00 | 7 | 0 | 0 | 0 | 0 | 0 | 0 | 190 | 0 | 0 | 0 | 0 | 0 | 0 | 0
2023-02-01 03:30 | 8 | 0 | 0 | 0 | 0 | 0 | 0 | 190 | 0 | 0 | 0 | 0 | 0 | 0 | 0
2023-02-01 04:00 | 9 | 0 | 0 | 0 | 0 | 0 | 0 | 190 | 0 | 0 | 0 | 0 | 0 | 0 | 0
2023-02-01 04:30 | 10 | 0 | 0 | 0 | 0 | 0 | 0 | 190 | 0 | 0 | 0 | 0 | 0 | 0 | 0
2023-02-01 05:00 | 11 | 0 | 0 | 0 | 0 | 0 | 0 | 190 | 0 | 0 | 0 | 0 | 0 | 0 | 0
2023-02-01 05:30 | 12 | 0 | 0 | 0 | 0 | 0 | 0 | 290 | 0 | 0 | 0 | 0 | 0 | 0 | 0
2023-02-01 06:00 | 13 | 0 | 0 | 0 | 0 | 0 | 0 | 290 | 0 | 0 | 0 | 0 | 0 | 0 | 0
2023-02-01 06:30 | 14 | 0 | 0 | 0 | 0 | 0 | 0 | 290 | 0 | 0 | 0 | 0 | 0 | 0 | 0
2023-02-01 07:00 | 15 | 0 | 0 | 0 | 0 | 0 | 0 | 290 | 0 | 0 | 0 | 0 | 0 | 0 | 0
2023-02-01 07:30 | 16 | 0 | 0 | 0 | 0 | 0 | 0 | 290 | 0 | 0 | 0 | 0 | 0 | 0 | 0
2023-02-01 08:00 | 17 | 0 | 0 | 0 | 0 | 0 | 0 | 290 | 0 | 0 | 0 | 0 | 0 | 0 | 0
2023-02-01 08:30 | 18 | 0 | 0 | 0 | 0 | 0 | 0 | 290 | 0 | 0 | 0 | 0 | 0 | 0 | 0
2023-02-01 09:00 | 19 | 0 | 0 | 0 | 0 | 0 | 0 | 290 | 0 | 0 | 0 | 0 | 0 | 0 | 0
2023-02-01 09:30 | 20 | 0 | 0 | 0 | 0 | 0 | 0 | 290 | 0 | 0 | 0 | 0 | 0 | 0 | 0
2023-02-01 10:00 | 21 | 0 | 0 | 0 | 0 | 0 | 0 | 190 | 0 | 0 | 0 | 0 | 0 | 0 | 0
2023-02-01 10:30 | 22 | 0 | 0 | 0 | 0 | 0 | 0 | 190 | 0 | 0 | 0 | 0 | 0 | 0 | 0
2023-02-01 11:00 | 23 | 0 | 0 | 0 | 0 | 0 | 0 | 190 | 0 | 0 | 0 | 0 | 0 | 0 | 0
2023-02-01 11:30 | 24 | 0 | 0 | 0 | 0 | 0 | 0 | 190 | 0 | 0 | 0 | 0 | 0 | 0 | 0
2023-02-01 12:00 | 1 | 0 | 0 | 0 | 0 | 0 | 0 | 190 | 0 | 0 | 0 | 0 | 0 | 0 | 0
2023-02-01 12:30 | 2 | 0 | 0 | 0 | 0 | 0 | 0 | 190 | 0 | 0 | 0 | 0 | 0 | 0 | 0
2023-02-01 13:00 | 3 | 0 | 0 | 0 | 0 | 0 | 0 | 190 | 0 | 0 | 0 | 0 | 0 | 0 | 0
2023-02-01 13:30 | 4 | 0 | 0 | 0 | 0 | 0 | 0 | 190 | 0 | 0 | 0 | 0 | 0 | 0 | 0
2023-02-01 14:00 | 5 | 0 | 0 | 0 | 0 | 0 | 0 | 190 | 0 | 0 | 0 | 0 | 0 | 0 | 0
2023-02-01 14:30 | 6 | 0 | 0 | 0 | 0 | 0 | 0 | 190 | 0 | 0 | 0 | 0 | 0 | 0 | 0
2023-02-01 15:00 | 7 | 0 | 0 | 0 | 0 | 0 | 0 | 190 | 0 | 0 | 0 | 0 | 0 | 0 | 0
2023-02-01 15:30 | 8 | 0 | 0 | 0 | 0 | 0 | 0 | 190 | 0 | 0 | 0 | 0 | 0 | 0 | 0
2023-02-01 16:00 | 9 | 0 | 0 | 0 | 0 | 0 | 0 | 190 | 0 | 0 | 0 | 0 | 0 | 0 | 0
2023-02-01 16:30 | 10 | 0 | 0 | 0 | 0 | 0 | 0 | 190 | 0 | 0 | 0 | 0 | 0 | 0 | 0
2023-02-01 17:00 | 11 | 0 | 0 | 0 | 0 | 0 | 0 | 190 | 0 | 0 | 0 | 0 | 0 | 0 | 0
2023-02-01 17:30 | 12 | 0 | 0 | 0 | 0 | 0 | 0 | 290 | 0 | 0 | 0 | 0 | 0 | 0 | 0
2023-02-01 18:00 | 13 | 0 | 0 | 0 | 0 | 0 | 0 | 290 | 0 | 0 | 0 | 0 | 0 | 0 | 0
2023-02-01 18:30 | 14 | 0 | 0 | 0 | 0 | 0 | 0 | 290 | 0 | 0 | 0 | 0 | 0 | 0 | 0
2023-02-01 19:00 | 15 | 0 | 0 | 0 | 0 | 0 | 0 | 290 | 0 | 0 | 0 | 0 | 0 | 0 | 0
2023-02-01 19:30 | 16 | 0 | 0 | 0 | 0 | 0 | 0 | 290 | 0 | 0 | 0 | 0 | 0 | 0 | 0
2023-02-01 20:00 | 17 | 0 | 0 | 0 | 0 | 0 | 0 | 290 | 0 | 0 | 0 | 0 | 0 | 0 | 0
2023-02-01 20:30 | 18 | 0 | 0 | 0 | 0 | 0 | 0 | 290 | 0 | 0 | 0 | 0 | 0 | 0 | 0
2023-02-01 21:00 | 19 | 0 | 0 | 0 | 0 | 0 | 0 | 290 | 0 | 0 | 0 | 0 | 0 | 0 | 0
2023-02-01 21:30 | 20 | 0 | 0 | 0 | 0 | 0 | 0 | 290 | 0 | 0 | 0 | 0 | 0 | 0 | 0
2023-02-01 22:00 | 21 | 0 | 0 | 0 | 0 | 0 | 0 | 190 | 0 | 0 | 0 | 0 | 0 | 0 | 0
2023-02-01 22:30 | 22 | 0 | 0 | 0 | 0 | 0 | 0 | 190 | 0 | 0 | 0 | 0 | 0 | 0 | 0
2023-02-01 23:00 | 23 | 0 | 0 | 0 | 0 | 0 | 0 | 190 | 0 | 0 | 0 | 0 | 0 | 0 | 0
2023-02-01 23:30 | 24 | 0 | 0 | 0 | 0 | 0 | 0 | 190 | 0 | 0 | 0 | 0 | 0 | 0 | 0
2023-02-02 | 1 | 0 | 0 | 0 | 0 | 0 | 0 | 190 | 0 | 0 | 0 | 0 | 0 | 0 | 0
2023-02-02 00:30 | 2 | 0 | 0 | 0 | 0 | 0 | 0 | 190 | 0 | 0 | 0 | 0 | 0 | 0 | 0
2023-02-02 01:00 | 3 | 0 | 0 | 0 | 0 | 0 | 0 | 190 | 0 | 0 | 0 | 0 | 0 | 0 | 0
2023-02-02 01:30 | 4 | 0 | 0 | 0 | 0 | 0 | 0 | 190 | 0 | 0 | 0 | 0 | 0 | 0 | 0
2023-02-02 02:00 | 5 | 0 | 0 | 0 | 0 | 0 | 0 | 190 | 0 | 0 | 0 | 0 | 0 | 0 | 0
2023-02-02 02:30 | 6 | 0 | 0 | 0 | 0 | 0 | 0 | 190 | 0 | 0 | 0 | 0 | 0 | 0 | 0
2023-02-02 03:00 | 7 | 0 | 0 | 0 | 0 | 0 | 0 | 190 | 0 | 0 | 0 | 0 | 0 | 0 | 0
2023-02-02 03:30 | 8 | 0 | 0 | 0 | 0 | 0 | 0 | 190 | 0 | 0 | 0 | 0 | 0 | 0 | 0
2023-02-02 04:00 | 9 | 0 | 0 | 0 | 0 | 0 | 0 | 190 | 0 | 0 | 0 | 0 | 0 | 0 | 0
2023-02-02 04:30 | 10 | 0 | 0 | 0 | 0 | 0 | 0 | 190 | 0 | 0 | 0 | 0 | 0 | 0 | 0
2023-02-02 05:00 | 11 | 0 | 0 | 0 | 0 | 0 | 0 | 190 | 0 | 0 | 0 | 0 | 0 | 0 | 0
2023-02-02 05:30 | 12 | 0 | 0 | 0 | 0 | 0 | 0 | 290 | 0 | 0 | 0 | 0 | 0 | 0 | 0
2023-02-02 06:00 | 13 | 0 | 0 | 0 | 0 | 0 | 0 | 290 | 0 | 0 | 0 | 0 | 0 | 0 | 0
2023-02-02 06:30 | 14 | 0 | 0 | 0 | 0 | 0 | 0 | 290 | 0 | 0 | 0 | 0 | 0 | 0 | 0
2023-02-02 07:00 | 15 | 0 | 0 | 0 | 0 | 0 | 0 | 290 | 0 | 0 | 0 | 0 | 0 | 0 | 0
2023-02-02 07:30 | 16 | 0 | 0 | 0 | 0 | 0 | 0 | 290 | 0 | 0 | 0 | 0 | 0 | 0 | 0
2023-02-02 08:00 | 17 | 0 | 0 | 0 | 0 | 0 | 0 | 290 | 0 | 0 | 0 | 0 | 0 | 0 | 0
2023-02-02 08:30 | 18 | 0 | 0 | 0 | 0 | 0 | 0 | 290 | 0 | 0 | 0 | 0 | 0 | 0 | 0
2023-02-02 09:00 | 19 | 0 | 0 | 0 | 0 | 0 | 0 | 290 | 0 | 0 | 0 | 0 | 0 | 0 | 0
2023-02-02 09:30 | 20 | 0 | 0 | 0 | 0 | 0 | 0 | 290 | 0 | 0 | 0 | 0 | 0 | 0 | 0
2023-02-02 10:00 | 21 | 0 | 0 | 0 | 0 | 0 | 0 | 190 | 0 | 0 | 0 | 0 | 0 | 0 | 0
2023-02-02 10:30 | 22 | 0 | 0 | 0 | 0 | 0 | 0 | 190 | 0 | 0 | 0 | 0 | 0 | 0 | 0
2023-02-02 11:00 | 23 | 0 | 0 | 0 | 0 | 0 | 0 | 190 | 0 | 0 | 0 | 0 | 0 | 0 | 0
2023-02-02 11:30 | 24 | 0 | 0 | 0 | 0 | 0 | 0 | 190 | 0 | 0 | 0 | 0 | 0 | 0 | 0
2023-02-02 12:00 | 1 | 0 | 0 | 0 | 0 | 0 | 0 | 190 | 0 | 0 | 0 | 0 | 0 | 0 | 0
2023-02-02 12:30 | 2 | 0 | 0 | 0 | 0 | 0 | 0 | 190 | 0 | 0 | 0 | 0 | 0 | 0 | 0
2023-02-02 13:00 | 3 | 0 | 0 | 0 | 0 | 0 | 0 | 190 | 0 | 0 | 0 | 0 | 0 | 0 | 0
2023-02-02 13:30 | 4 | 0 | 0 | 0 | 0 | 0 | 0 | 190 | 0 | 0 | 0 | 0 | 0 | 0 | 0
2023-02-02 14:00 | 5 | 0 | 0 | 0 | 0 | 0 | 0 | 190 | 0 | 0 | 0 | 0 | 0 | 0 | 0
2023-02-02 14:30 | 6 | 0 | 0 | 0 | 0 | 0 | 0 | 190 | 0 | 0 | 0 | 0 | 0 | 0 | 0
2023-02-02 15:00 | 7 | 0 | 0 | 0 | 0 | 0 | 0 | 190 | 0 | 0 | 0 | 0 | 0 | 0 | 0
2023-02-02 15:30 | 8 | 0 | 0 | 0 | 0 | 0 | 0 | 190 | 0 | 0 | 0 | 0 | 0 | 0 | 0
2023-02-02 16:00 | 9 | 0 | 0 | 0 | 0 | 0 | 0 | 190 | 0 | 0 | 0 | 0 | 0 | 0 | 0
2023-02-02 16:30 | 10 | 0 | 0 | 0 | 0 | 0 | 0 | 190 | 0 | 0 | 0 | 0 | 0 | 0 | 0
2023-02-02 17:00 | 11 | 0 | 0 | 0 | 0 | 0 | 0 | 190 | 0 | 0 | 0 | 0 | 0 | 0 | 0
2023-02-02 17:30 | 12 | 0 | 0 | 0 | 0 | 0 | 0 | 290 | 0 | 0 | 0 | 0 | 0 | 0 | 0
2023-02-02 18:00 | 13 | 0 | 0 | 0 | 0 | 0 | 0 | 290 | 0 | 0 | 0 | 0 | 0 | 0 | 0
2023-02-02 18:30 | 14 | 0 | 0 | 0 | 0 | 0 | 0 | 290 | 0 | 0 | 0 | 0 | 0 | 0 | 0
2023-02-02 19:00 | 15 | 0 | 0 | 0 | 0 | 0 | 0 | 290 | 0 | 0 | 0 | 0 | 0 | 0 | 0
2023-02-02 19:30 | 16 | 0 | 0 | 0 | 0 | 0 | 0 | 290 | 0 | 0 | 0 | 0 | 0 | 0 | 0
2023-02-02 20:00 | 17 | 0 | 0 | 0 | 0 | 0 | 0 | 290 | 0 | 0 | 0 | 0 | 0 | 0 | 0
2023-02-02 20:30 | 18 | 0 | 0 | 0 | 0 | 0 | 0 | 290 | 0 | 0 | 0 | 0 | 0 | 0 | 0
2023-02-02 21:00 | 19 | 0 | 0 | 0 | 0 | 0 | 0 | 290 | 0 | 0 | 0 | 0 | 0 | 0 | 0
2023-02-02 21:30 | 20 | 0 | 0 | 0 | 0 | 0 | 0 | 290 | 0 | 0 | 0 | 0 | 0 | 0 | 0
2023-02-02 22:00 | 21 | 0 | 0 | 0 | 0 | 0 | 0 | 190 | 0 | 0 | 0 | 0 | 0 | 0 | 0
2023-02-02 22:30 | 22 | 0 | 0 | 0 | 0 | 0 | 0 | 190 | 0 | 0 | 0 | 0 | 0 | 0 | 0
2023-02-02 23:00 | 23 | 0 | 0 | 0 | 0 | 0 | 0 | 190 | 0 | 0 | 0 | 0 | 0 | 0 | 0
2023-02-02 23:30 | 24 | 0 | 0 | 0 | 0 | 0 | 0 | 190 | 0 | 0 | 0 | 0 | 0 | 0 | 0
2023-02-03 | 1 | 0 | 0 | 0 | 0 | 0 | 0 | 190 | 0 | 0 | 0 | 0 | 0 | 0 | 0
2023-02-03 00:30 | 2 | 0 | 0 | 0 | 0 | 0 | 0 | 190 | 0 | 0 | 0 | 0 | 0 | 0 | 0
2023-02-03 01:00 | 3 | 0 | 0 | 0 | 0 | 0 | 0 | 190 | 0 | 0 | 0 | 0 | 0 | 0 | 0
2023-02-03 01:30 | 4 | 0 | 0 | 0 | 0 | 0 | 0 | 190 | 0 | 0 | 0 | 0 | 0 | 0 | 0
2023-02-03 02:00 | 5 | 0 | 0 | 0 | 0 | 0 | 0 | 190 | 0 | 0 | 0 | 0 | 0 | 0 | 0
2023-02-03 02:30 | 6 | 0 | 0 | 0 | 0 | 0 | 0 | 190 | 0 | 0 | 0 | 0 | 0 | 0 | 0
2023-02-03 03:00 | 7 | 0 | 0 | 0 | 0 | 0 | 0 | 190 | 0 | 0 | 0 | 0 | 0 | 0 | 0
2023-02-03 03:30 | 8 | 0 | 0 | 0 | 0 | 0 | 0 | 190 | 0 | 0 | 0 | 0 | 0 | 0 | 0
2023-02-03 04:00 | 9 | 0 | 0 | 0 | 0 | 0 | 0 | 190 | 0 | 0 | 0 | 0 | 0 | 0 | 0
2023-02-03 04:30 | 10 | 0 | 0 | 0 | 0 | 0 | 0 | 190 | 0 | 0 | 0 | 0 | 0 | 0 | 0
2023-02-03 05:00 | 11 | 0 | 0 | 0 | 0 | 0 | 0 | 190 | 0 | 0 | 0 | 0 | 0 | 0 | 0
2023-02-03 05:30 | 12 | 0 | 0 | 0 | 0 | 0 | 0 | 290 | 0 | 0 | 0 | 0 | 0 | 0 | 0
2023-02-03 06:00 | 13 | 0 | 0 | 0 | 0 | 0 | 0 | 290 | 0 | 0 | 0 | 0 | 0 | 0 | 0
2023-02-03 06:30 | 14 | 0 | 0 | 0 | 0 | 0 | 0 | 290 | 0 | 0 | 0 | 0 | 0 | 0 | 0
2023-02-03 07:00 | 15 | 0 | 0 | 0 | 0 | 0 | 0 | 290 | 0 | 0 | 0 | 0 | 0 | 0 | 0
2023-02-03 07:30 | 16 | 0 | 0 | 0 | 0 | 0 | 0 | 290 | 0 | 0 | 0 | 0 | 0 | 0 | 0
2023-02-03 08:00 | 17 | 0 | 0 | 0 | 0 | 0 | 0 | 290 | 0 | 0 | 0 | 0 | 0 | 0 | 0
2023-02-03 08:30 | 18 | 0 | 0 | 0 | 0 | 0 | 0 | 290 | 0 | 0 | 0 | 0 | 0 | 0 | 0
2023-02-03 09:00 | 19 | 0 | 0 | 0 | 0 | 0 | 0 | 290 | 0 | 0 | 0 | 0 | 0 | 0 | 0
2023-02-03 09:30 | 20 | 0 | 0 | 0 | 0 | 0 | 0 | 290 | 0 | 0 | 0 | 0 | 0 | 0 | 0
2023-02-03 10:00 | 21 | 0 | 0 | 0 | 0 | 0 | 0 | 190 | 0 | 0 | 0 | 0 | 0 | 0 | 0
2023-02-03 10:30 | 22 | 0 | 0 | 0 | 0 | 0 | 0 | 190 | 0 | 0 | 0 | 0 | 0 | 0 | 0
2023-02-03 11:00 | 23 | 0 | 0 | 0 | 0 | 0 | 0 | 190 | 0 | 0 | 0 | 0 | 0 | 0 | 0
2023-02-03 11:30 | 24 | 0 | 0 | 0 | 0 | 0 | 0 | 190 | 0 | 0 | 0 | 0 | 0 | 0 | 0
2023-02-03 12:00 | 1 | 0 | 0 | 0 | 0 | 0 | 0 | 190 | 0 | 0 | 0 | 0 | 0 | 0 | 0
2023-02-03 12:30 | 2 | 0 | 0 | 0 | 0 | 0 | 0 | 190 | 0 | 0 | 0 | 0 | 0 | 0 | 0
2023-02-03 13:00 | 3 | 0 | 0 | 0 | 0 | 0 | 0 | 190 | 0 | 0 | 0 | 0 | 0 | 0 | 0
2023-02-03 13:30 | 4 | 0 | 0 | 0 | 0 | 0 | 0 | 190 | 0 | 0 | 0 | 0 | 0 | 0 | 0
2023-02-03 14:00 | 5 | 0 | 0 | 0 | 0 | 0 | 0 | 190 | 0 | 0 | 0 | 0 | 0 | 0 | 0
2023-02-03 14:30 | 6 | 0 | 0 | 0 | 0 | 0 | 0 | 190 | 0 | 0 | 0 | 0 | 0 | 0 | 0
2023-02-03 15:00 | 7 | 0 | 0 | 0 | 0 | 0 | 0 | 190 | 0 | 0 | 0 | 0 | 0 | 0 | 0
2023-02-03 15:30 | 8 | 0 | 0 | 0 | 0 | 0 | 0 | 190 | 0 | 0 | 0 | 0 | 0 | 0 | 0
2023-02-03 16:00 | 9 | 0 | 0 | 0 | 0 | 0 | 0 | 190 | 0 | 0 | 0 | 0 | 0 | 0 | 0
2023-02-03 16:30 | 10 | 0 | 0 | 0 | 0 | 0 | 0 | 190 | 0 | 0 | 0 | 0 | 0 | 0 | 0
2023-02-03 17:00 | 11 | 0 | 0 | 0 | 0 | 0 | 0 | 190 | 0 | 0 | 0 | 0 | 0 | 0 | 0
2023-02-03 17:30 | 12 | 0 | 0 | 0 | 0 | 0 | 0 | 290 | 0 | 0 | 0 | 0 | 0 | 0 | 0
2023-02-03 18:00 | 13 | 0 | 0 | 0 | 0 | 0 | 0 | 290 | 0 | 0 | 0 | 0 | 0 | 0 | 0
2023-02-03 18:30 | 14 | 0 | 0 | 0 | 0 | 0 | 0 | 290 | 0 | 0 | 0 | 0 | 0 | 0 | 0
2023-02-03 19:00 | 15 | 0 | 0 | 0 | 0 | 0 | 0 | 290 | 0 | 0 | 0 | 0 | 0 | 0 | 0
2023-02-03 19:30 | 16 | 0 | 0 | 0 | 0 | 0 | 0 | 290 | 0 | 0 | 0 | 0 | 0 | 0 | 0
2023-02-03 20:00 | 17 | 0 | 0 | 0 | 0 | 0 | 0 | 290 | 0 | 0 | 0 | 0 | 0 | 0 | 0
2023-02-03 20:30 | 18 | 0 | 0 | 0 | 0 | 0 | 0 | 290 | 0 | 0 | 0 | 0 | 0 | 0 | 0
2023-02-03 21:00 | 19 | 0 | 0 | 0 | 0 | 0 | 0 | 290 | 0 | 0 | 0 | 0 | 0 | 0 | 0
2023-02-03 21:30 | 20 | 0 | 0 | 0 | 0 | 0 | 0 | 290 | 0 | 0 | 0 | 0 | 0 | 0 | 0
2023-02-03 22:00 | 21 | 0 | 0 | 0 | 0 | 0 | 0 | 190 | 0 | 0 | 0 | 0 | 0 | 0 | 0
2023-02-03 22:30 | 22 | 0 | 0 | 0 | 0 | 0 | 0 | 190 | 0 | 0 | 0 | 0 | 0 | 0 | 0
2023-02-03 23:00 | 23 | 0 | 0 | 0 | 0 | 0 | 0 | 190 | 0 | 0 | 0 | 0 | 0 | 0 | 0
2023-02-03 23:30 | 24 | 0 | 0 | 0 | 0 | 0 | 0 | 190 | 0 | 0 | 0 | 0 | 0 | 0 | 0
2023-02-04 | 1 | 0 | 0 | 0 | 0 | 0 | 0 | 190 | 0 | 0 | 0 | 0 | 0 | 0 | 0
2023-02-04 00:30 | 2 | 0 | 0 | 0 | 0 | 0 | 0 | 190 | 0 | 0 | 0 | 0 | 0 | 0 | 0
2023-02-04 01:00 | 3 | 0 | 0 | 0 | 0 | 0 | 0 | 190 | 0 | 0 | 0 | 0 | 0 | 0 | 0
2023-02-04 01:30 | 4 | 0 | 0 | 0 | 0 | 0 | 0 | 190 | 0 | 0 | 0 | 0 | 0 | 0 | 0
2023-02-04 02:00 | 5 | 0 | 0 | 0 | 0 | 0 | 0 | 190 | 0 | 0 | 0 | 0 | 0 | 0 | 0
2023-02-04 02:30 | 6 | 0 | 0 | 0 | 0 | 0 | 0 | 190 | 0 | 0 | 0 | 0 | 0 | 0 | 0
2023-02-04 03:00 | 7 | 0 | 0 | 0 | 0 | 0 | 0 | 190 | 0 | 0 | 0 | 0 | 0 | 0 | 0
2023-02-04 03:30 | 8 | 0 | 0 | 0 | 0 | 0 | 0 | 190 | 0 | 0 | 0 | 0 | 0 | 0 | 0
2023-02-04 04:00 | 9 | 0 | 0 | 0 | 0 | 0 | 0 | 190 | 0 | 0 | 0 | 0 | 0 | 0 | 0
2023-02-04 04:30 | 10 | 0 | 0 | 0 | 0 | 0 | 0 | 190 | 0 | 0 | 0 | 0 | 0 | 0 | 0
2023-02-04 05:00 | 11 | 0 | 0 | 0 | 0 | 0 | 0 | 190 | 0 | 0 | 0 | 0 | 0 | 0 | 0
2023-02-04 05:30 | 12 | 0 | 0 | 0 | 0 | 0 | 0 | 290 | 0 | 0 | 0 | 0 | 0 | 0 | 0
2023-02-04 06:00 | 13 | 0 | 0 | 0 | 0 | 0 | 0 | 290 | 0 | 0 | 0 | 0 | 0 | 0 | 0
2023-02-04 06:30 | 14 | 0 | 0 | 0 | 0 | 0 | 0 | 290 | 0 | 0 | 0 | 0 | 0 | 0 | 0
2023-02-04 07:00 | 15 | 0 | 0 | 0 | 0 | 0 | 0 | 290 | 0 | 0 | 0 | 0 | 0 | 0 | 0
2023-02-04 07:30 | 16 | 0 | 0 | 0 | 0 | 0 | 0 | 290 | 0 | 0 | 0 | 0 | 0 | 0 | 0
2023-02-04 08:00 | 17 | 0 | 0 | 0 | 0 | 0 | 0 | 290 | 0 | 0 | 0 | 0 | 0 | 0 | 0
2023-02-04 08:30 | 18 | 0 | 0 | 0 | 0 | 0 | 0 | 290 | 0 | 0 | 0 | 0 | 0 | 0 | 0
2023-02-04 09:00 | 19 | 0 | 0 | 0 | 0 | 0 | 0 | 290 | 0 | 0 | 0 | 0 | 0 | 0 | 0
2023-02-04 09:30 | 20 | 0 | 0 | 0 | 0 | 0 | 0 | 290 | 0 | 0 | 0 | 0 | 0 | 0 | 0
2023-02-04 10:00 | 21 | 0 | 0 | 0 | 0 | 0 | 0 | 190 | 0 | 0 | 0 | 0 | 0 | 0 | 0
2023-02-04 10:30 | 22 | 0 | 0 | 0 | 0 | 0 | 0 | 190 | 0 | 0 | 0 | 0 | 0 | 0 | 0
2023-02-04 11:00 | 23 | 0 | 0 | 0 | 0 | 0 | 0 | 190 | 0 | 0 | 0 | 0 | 0 | 0 | 0
2023-02-04 11:30 | 24 | 0 | 0 | 0 | 0 | 0 | 0 | 190 | 0 | 0 | 0 | 0 | 0 | 0 | 0
2023-02-04 12:00 | 1 | 0 | 0 | 0 | 0 | 0 | 0 | 190 | 0 | 0 | 0 | 0 | 0 | 0 | 0
2023-02-04 12:30 | 2 | 0 | 0 | 0 | 0 | 0 | 0 | 190 | 0 | 0 | 0 | 0 | 0 | 0 | 0
2023-02-04 13:00 | 3 | 0 | 0 | 0 | 0 | 0 | 0 | 190 | 0 | 0 | 0 | 0 | 0 | 0 | 0
2023-02-04 13:30 | 4 | 0 | 0 | 0 | 0 | 0 | 0 | 190 | 0 | 0 | 0 | 0 | 0 | 0 | 0
2023-02-04 14:00 | 5 | 0 | 0 | 0 | 0 | 0 | 0 | 190 | 0 | 0 | 0 | 0 | 0 | 0 | 0
2023-02-04 14:30 | 6 | 0 | 0 | 0 | 0 | 0 | 0 | 190 | 0 | 0 | 0 | 0 | 0 | 0 | 0
2023-02-04 15:00 | 7 | 0 | 0 | 0 | 0 | 0 | 0 | 190 | 0 | 0 | 0 | 0 | 0 | 0 | 0
2023-02-04 15:30 | 8 | 0 | 0 | 0 | 0 | 0 | 0 | 190 | 0 | 0 | 0 | 0 | 0 | 0 | 0
2023-02-04 16:00 | 9 | 0 | 0 | 0 | 0 | 0 | 0 | 190 | 0 | 0 | 0 | 0 | 0 | 0 | 0
2023-02-04 16:30 | 10 | 0 | 0 | 0 | 0 | 0 | 0 | 190 | 0 | 0 | 0 | 0 | 0 | 0 | 0
2023-02-04 17:00 | 11 | 0 | 0 | 0 | 0 | 0 | 0 | 190 | 0 | 0 | 0 | 0 | 0 | 0 | 0
2023-02-04 17:30 | 12 | 0 | 0 | 0 | 0 | 0 | 0 | 290 | 0 | 0 | 0 | 0 | 0 | 0 | 0
2023-02-04 18:00 | 13 | 0 | 0 | 0 | 0 | 0 | 0 | 290 | 0 | 0 | 0 | 0 | 0 | 0 | 0
2023-02-04 18:30 | 14 | 0 | 0 | 0 | 0 | 0 | 0 | 290 | 0 | 0 | 0 | 0 | 0 | 0 | 0
2023-02-04 19:00 | 15 | 0 | 0 | 0 | 0 | 0 | 0 | 290 | 0 | 0 | 0 | 0 | 0 | 0 | 0
2023-02-04 19:30 | 16 | 0 | 0 | 0 | 0 | 0 | 0 | 290 | 0 | 0 | 0 | 0 | 0 | 0 | 0
2023-02-04 20:00 | 17 | 0 | 0 | 0 | 0 | 0 | 0 | 290 | 0 | 0 | 0 | 0 | 0 | 0 | 0
2023-02-04 20:30 | 18 | 0 | 0 | 0 | 0 | 0 | 0 | 290 | 0 | 0 | 0 | 0 | 0 | 0 | 0
2023-02-04 21:00 | 19 | 0 | 0 | 0 | 0 | 0 | 0 | 290 | 0 | 0 | 0 | 0 | 0 | 0 | 0
2023-02-04 21:30 | 20 | 0 | 0 | 0 | 0 | 0 | 0 | 290 | 0 | 0 | 0 | 0 | 0 | 0 | 0
2023-02-04 22:00 | 21 | 0 | 0 | 0 | 0 | 0 | 0 | 190 | 0 | 0 | 0 | 0 | 0 | 0 | 0
2023-02-04 22:30 | 22 | 0 | 0 | 0 | 0 | 0 | 0 | 190 | 0 | 0 | 0 | 0 | 0 | 0 | 0
2023-02-04 23:00 | 23 | 0 | 0 | 0 | 0 | 0 | 0 | 190 | 0 | 0 | 0 | 0 | 0 | 0 | 0
2023-02-04 23:30 | 24 | 0 | 0 | 0 | 0 | 0 | 0 | 190 | 0 | 0 | 0 | 0 | 0 | 0 | 0
2023-02-05 | 1 | 0 | 0 | 0 | 0 | 0 | 0 | 190 | 0 | 0 | 0 | 0 | 0 | 0 | 0
2023-02-05 00:30 | 2 | 0 | 0 | 0 | 0 | 0 | 0 | 190 | 0 | 0 | 0 | 0 | 0 | 0 | 0
2023-02-05 01:00 | 3 | 0 | 0 | 0 | 0 | 0 | 0 | 190 | 0 | 0 | 0 | 0 | 0 | 0 | 0
2023-02-05 01:30 | 4 | 0 | 0 | 0 | 0 | 0 | 0 | 190 | 0 | 0 | 0 | 0 | 0 | 0 | 0
2023-02-05 02:00 | 5 | 0 | 0 | 0 | 0 | 0 | 0 | 190 | 0 | 0 | 0 | 0 | 0 | 0 | 0
2023-02-05 02:30 | 6 | 0 | 0 | 0 | 0 | 0 | 0 | 190 | 0 | 0 | 0 | 0 | 0 | 0 | 0
2023-02-05 03:00 | 7 | 0 | 0 | 0 | 0 | 0 | 0 | 190 | 0 | 0 | 0 | 0 | 0 | 0 | 0
2023-02-05 03:30 | 8 | 0 | 0 | 0 | 0 | 0 | 0 | 190 | 0 | 0 | 0 | 0 | 0 | 0 | 0
2023-02-05 04:00 | 9 | 0 | 0 | 0 | 0 | 0 | 0 | 190 | 0 | 0 | 0 | 0 | 0 | 0 | 0
2023-02-05 04:30 | 10 | 0 | 0 | 0 | 0 | 0 | 0 | 190 | 0 | 0 | 0 | 0 | 0 | 0 | 0
2023-02-05 05:00 | 11 | 0 | 0 | 0 | 0 | 0 | 0 | 190 | 0 | 0 | 0 | 0 | 0 | 0 | 0
2023-02-05 05:30 | 12 | 0 | 0 | 0 | 0 | 0 | 0 | 290 | 0 | 0 | 0 | 0 | 0 | 0 | 0
2023-02-05 06:00 | 13 | 0 | 0 | 0 | 0 | 0 | 0 | 290 | 0 | 0 | 0 | 0 | 0 | 0 | 0
2023-02-05 06:30 | 14 | 0 | 0 | 0 | 0 | 0 | 0 | 290 | 0 | 0 | 0 | 0 | 0 | 0 | 0
2023-02-05 07:00 | 15 | 0 | 0 | 0 | 0 | 0 | 0 | 290 | 0 | 0 | 0 | 0 | 0 | 0 | 0
2023-02-05 07:30 | 16 | 0 | 0 | 0 | 0 | 0 | 0 | 290 | 0 | 0 | 0 | 0 | 0 | 0 | 0
2023-02-05 08:00 | 17 | 0 | 0 | 0 | 0 | 0 | 0 | 290 | 0 | 0 | 0 | 0 | 0 | 0 | 0
2023-02-05 08:30 | 18 | 0 | 0 | 0 | 0 | 0 | 0 | 290 | 0 | 0 | 0 | 0 | 0 | 0 | 0
2023-02-05 09:00 | 19 | 0 | 0 | 0 | 0 | 0 | 0 | 290 | 0 | 0 | 0 | 0 | 0 | 0 | 0
2023-02-05 09:30 | 20 | 0 | 0 | 0 | 0 | 0 | 0 | 290 | 0 | 0 | 0 | 0 | 0 | 0 | 0
2023-02-05 10:00 | 21 | 0 | 0 | 0 | 0 | 0 | 0 | 190 | 0 | 0 | 0 | 0 | 0 | 0 | 0
2023-02-05 10:30 | 22 | 0 | 0 | 0 | 0 | 0 | 0 | 190 | 0 | 0 | 0 | 0 | 0 | 0 | 0
2023-02-05 11:00 | 23 | 0 | 0 | 0 | 0 | 0 | 0 | 190 | 0 | 0 | 0 | 0 | 0 | 0 | 0
2023-02-05 11:30 | 24 | 0 | 0 | 0 | 0 | 0 | 0 | 190 | 0 | 0 | 0 | 0 | 0 | 0 | 0
2023-02-05 12:00 | 1 | 0 | 0 | 0 | 0 | 0 | 0 | 190 | 0 | 0 | 0 | 0 | 0 | 0 | 0
2023-02-05 12:30 | 2 | 0 | 0 | 0 | 0 | 0 | 0 | 190 | 0 | 0 | 0 | 0 | 0 | 0 | 0
2023-02-05 13:00 | 3 | 0 | 0 | 0 | 0 | 0 | 0 | 190 | 0 | 0 | 0 | 0 | 0 | 0 | 0
2023-02-05 13:30 | 4 | 0 | 0 | 0 | 0 | 0 | 0 | 190 | 0 | 0 | 0 | 0 | 0 | 0 | 0
2023-02-05 14:00 | 5 | 0 | 0 | 0 | 0 | 0 | 0 | 190 | 0 | 0 | 0 | 0 | 0 | 0 | 0
2023-02-05 14:30 | 6 | 0 | 0 | 0 | 0 | 0 | 0 | 190 | 0 | 0 | 0 | 0 | 0 | 0 | 0
2023-02-05 15:00 | 7 | 0 | 0 | 0 | 0 | 0 | 0 | 190 | 0 | 0 | 0 | 0 | 0 | 0 | 0
2023-02-05 15:30 | 8 | 0 | 0 | 0 | 0 | 0 | 0 | 190 | 0 | 0 | 0 | 0 | 0 | 0 | 0
2023-02-05 16:00 | 9 | 0 | 0 | 0 | 0 | 0 | 0 | 190 | 0 | 0 | 0 | 0 | 0 | 0 | 0
2023-02-05 16:30 | 10 | 0 | 0 | 0 | 0 | 0 | 0 | 190 | 0 | 0 | 0 | 0 | 0 | 0 | 0
2023-02-05 17:00 | 11 | 0 | 0 | 0 | 0 | 0 | 0 | 190 | 0 | 0 | 0 | 0 | 0 | 0 | 0
2023-02-05 17:30 | 12 | 0 | 0 | 0 | 0 | 0 | 0 | 290 | 0 | 0 | 0 | 0 | 0 | 0 | 0
2023-02-05 18:00 | 13 | 0 | 0 | 0 | 0 | 0 | 0 | 290 | 0 | 0 | 0 | 0 | 0 | 0 | 0
2023-02-05 18:30 | 14 | 0 | 0 | 0 | 0 | 0 | 0 | 290 | 0 | 0 | 0 | 0 | 0 | 0 | 0
2023-02-05 19:00 | 15 | 0 | 0 | 0 | 0 | 0 | 0 | 290 | 0 | 0 | 0 | 0 | 0 | 0 | 0
2023-02-05 19:30 | 16 | 0 | 0 | 0 | 0 | 0 | 0 | 290 | 0 | 0 | 0 | 0 | 0 | 0 | 0
2023-02-05 20:00 | 17 | 0 | 0 | 0 | 0 | 0 | 0 | 290 | 0 | 0 | 0 | 0 | 0 | 0 | 0
2023-02-05 20:30 | 18 | 0 | 0 | 0 | 0 | 0 | 0 | 290 | 0 | 0 | 0 | 0 | 0 | 0 | 0
2023-02-05 21:00 | 19 | 0 | 0 | 0 | 0 | 0 | 0 | 290 | 0 | 0 | 0 | 0 | 0 | 0 | 0
2023-02-05 21:30 | 20 | 0 | 0 | 0 | 0 | 0 | 0 | 290 | 0 | 0 | 0 | 0 | 0 | 0 | 0
2023-02-05 22:00 | 21 | 0 | 0 | 0 | 0 | 0 | 0 | 190 | 0 | 0 | 0 | 0 | 0 | 0 | 0
2023-02-05 22:30 | 22 | 0 | 0 | 0 | 0 | 0 | 0 | 190 | 0 | 0 | 0 | 0 | 0 | 0 | 0
2023-02-05 23:00 | 23 | 0 | 0 | 0 | 0 | 0 | 0 | 190 | 0 | 0 | 0 | 0 | 0 | 0 | 0
2023-02-05 23:30 | 24 | 0 | 0 | 0 | 0 | 0 | 0 | 190 | 0 | 0 | 0 | 0 | 0 | 0 | 0
2023-02-06 | 1 | 0 | 0 | 0 | 0 | 0 | 0 | 190 | 0 | 0 | 0 | 0 | 0 | 0 | 0
2023-02-06 00:30 | 2 | 0 | 0 | 0 | 0 | 0 | 0 | 190 | 0 | 0 | 0 | 0 | 0 | 0 | 0
2023-02-06 01:00 | 3 | 0 | 0 | 0 | 0 | 0 | 0 | 190 | 0 | 0 | 0 | 0 | 0 | 0 | 0
2023-02-06 01:30 | 4 | 0 | 0 | 0 | 0 | 0 | 0 | 190 | 0 | 0 | 0 | 0 | 0 | 0 | 0
2023-02-06 02:00 | 5 | 0 | 0 | 0 | 0 | 0 | 0 | 190 | 0 | 0 | 0 | 0 | 0 | 0 | 0
2023-02-06 02:30 | 6 | 0 | 0 | 0 | 0 | 0 | 0 | 190 | 0 | 0 | 0 | 0 | 0 | 0 | 0
2023-02-06 03:00 | 7 | 0 | 0 | 0 | 0 | 0 | 0 | 190 | 0 | 0 | 0 | 0 | 0 | 0 | 0
2023-02-06 03:30 | 8 | 0 | 0 | 0 | 0 | 0 | 0 | 190 | 0 | 0 | 0 | 0 | 0 | 0 | 0
2023-02-06 04:00 | 9 | 0 | 0 | 0 | 0 | 0 | 0 | 190 | 0 | 0 | 0 | 0 | 0 | 0 | 0
2023-02-06 04:30 | 10 | 0 | 0 | 0 | 0 | 0 | 0 | 190 | 0 | 0 | 0 | 0 | 0 | 0 | 0
2023-02-06 05:00 | 11 | 0 | 0 | 0 | 0 | 0 | 0 | 190 | 0 | 0 | 0 | 0 | 0 | 0 | 0
2023-02-06 05:30 | 12 | 0 | 0 | 0 | 0 | 0 | 0 | 290 | 0 | 0 | 0 | 0 | 0 | 0 | 0
2023-02-06 06:00 | 13 | 0 | 0 | 0 | 0 | 0 | 0 | 290 | 0 | 0 | 0 | 0 | 0 | 0 | 0
2023-02-06 06:30 | 14 | 0 | 0 | 0 | 0 | 0 | 0 | 290 | 0 | 0 | 0 | 0 | 0 | 0 | 0
2023-02-06 07:00 | 15 | 0 | 0 | 0 | 0 | 0 | 0 | 290 | 0 | 0 | 0 | 0 | 0 | 0 | 0
2023-02-06 07:30 | 16 | 0 | 0 | 0 | 0 | 0 | 0 | 290 | 0 | 0 | 0 | 0 | 0 | 0 | 0
2023-02-06 08:00 | 17 | 0 | 0 | 0 | 0 | 0 | 0 | 290 | 0 | 0 | 0 | 0 | 0 | 0 | 0
2023-02-06 08:30 | 18 | 0 | 0 | 0 | 0 | 0 | 0 | 290 | 0 | 0 | 0 | 0 | 0 | 0 | 0
2023-02-06 09:00 | 19 | 0 | 0 | 0 | 0 | 0 | 0 | 290 | 0 | 0 | 0 | 0 | 0 | 0 | 0
2023-02-06 09:30 | 20 | 0 | 0 | 0 | 0 | 0 | 0 | 290 | 0 | 0 | 0 | 0 | 0 | 0 | 0
2023-02-06 10:00 | 21 | 0 | 0 | 0 | 0 | 0 | 0 | 190 | 0 | 0 | 0 | 0 | 0 | 0 | 0
2023-02-06 10:30 | 22 | 0 | 0 | 0 | 0 | 0 | 0 | 190 | 0 | 0 | 0 | 0 | 0 | 0 | 0
2023-02-06 11:00 | 23 | 0 | 0 | 0 | 0 | 0 | 0 | 190 | 0 | 0 | 0 | 0 | 0 | 0 | 0
2023-02-06 11:30 | 24 | 0 | 0 | 0 | 0 | 0 | 0 | 190 | 0 | 0 | 0 | 0 | 0 | 0 | 0
2023-02-06 12:00 | 1 | 0 | 0 | 0 | 0 | 0 | 0 | 190 | 0 | 0 | 0 | 0 | 0 | 0 | 0
2023-02-06 12:30 | 2 | 0 | 0 | 0 | 0 | 0 | 0 | 190 | 0 | 0 | 0 | 0 | 0 | 0 | 0
2023-02-06 13:00 | 3 | 0 | 0 | 0 | 0 | 0 | 0 | 190 | 0 | 0 | 0 | 0 | 0 | 0 | 0
2023-02-06 13:30 | 4 | 0 | 0 | 0 | 0 | 0 | 0 | 190 | 0 | 0 | 0 | 0 | 0 | 0 | 0
2023-02-06 14:00 | 5 | 0 | 0 | 0 | 0 | 0 | 0 | 190 | 0 | 0 | 0 | 0 | 0 | 0 | 0
2023-02-06 14:30 | 6 | 0 | 0 | 0 | 0 | 0 | 0 | 190 | 0 | 0 | 0 | 0 | 0 | 0 | 0
2023-02-06 15:00 | 7 | 0 | 0 | 0 | 0 | 0 | 0 | 190 | 0 | 0 | 0 | 0 | 0 | 0 | 0
2023-02-06 15:30 | 8 | 0 | 0 | 0 | 0 | 0 | 0 | 190 | 0 | 0 | 0 | 0 | 0 | 0 | 0
2023-02-06 16:00 | 9 | 0 | 0 | 0 | 0 | 0 | 0 | 190 | 0 | 0 | 0 | 0 | 0 | 0 | 0
2023-02-06 16:30 | 10 | 0 | 0 | 0 | 0 | 0 | 0 | 190 | 0 | 0 | 0 | 0 | 0 | 0 | 0
2023-02-06 17:00 | 11 | 0 | 0 | 0 | 0 | 0 | 0 | 190 | 0 | 0 | 0 | 0 | 0 | 0 | 0
2023-02-06 17:30 | 12 | 0 | 0 | 0 | 0 | 0 | 0 | 290 | 0 | 0 | 0 | 0 | 0 | 0 | 0
2023-02-06 18:00 | 13 | 0 | 0 | 0 | 0 | 0 | 0 | 290 | 0 | 0 | 0 | 0 | 0 | 0 | 0
2023-02-06 18:30 | 14 | 0 | 0 | 0 | 0 | 0 | 0 | 290 | 0 | 0 | 0 | 0 | 0 | 0 | 0
2023-02-06 19:00 | 15 | 0 | 0 | 0 | 0 | 0 | 0 | 290 | 0 | 0 | 0 | 0 | 0 | 0 | 0
2023-02-06 19:30 | 16 | 0 | 0 | 0 | 0 | 0 | 0 | 290 | 0 | 0 | 0 | 0 | 0 | 0 | 0
2023-02-06 20:00 | 17 | 0 | 0 | 0 | 0 | 0 | 0 | 290 | 0 | 0 | 0 | 0 | 0 | 0 | 0
2023-02-06 20:30 | 18 | 0 | 0 | 0 | 0 | 0 | 0 | 290 | 0 | 0 | 0 | 0 | 0 | 0 | 0
2023-02-06 21:00 | 19 | 0 | 0 | 0 | 0 | 0 | 0 | 290 | 0 | 0 | 0 | 0 | 0 | 0 | 0
2023-02-06 21:30 | 20 | 0 | 0 | 0 | 0 | 0 | 0 | 290 | 0 | 0 | 0 | 0 | 0 | 0 | 0
2023-02-06 22:00 | 21 | 0 | 0 | 0 | 0 | 0 | 0 | 190 | 0 | 0 | 0 | 0 | 0 | 0 | 0
2023-02-06 22:30 | 22 | 0 | 0 | 0 | 0 | 0 | 0 | 190 | 0 | 0 | 0 | 0 | 0 | 0 | 0
2023-02-06 23:00 | 23 | 0 | 0 | 0 | 0 | 0 | 0 | 190 | 0 | 0 | 0 | 0 | 0 | 0 | 0
2023-02-06 23:30 | 24 | 0 | 0 | 0 | 0 | 0 | 0 | 190 | 0 | 0 | 0 | 0 | 0 | 0 | 0
2023-02-07 | 1 | 0 | 0 | 0 | 0 | 0 | 0 | 190 | 0 | 0 | 0 | 0 | 0 | 0 | 0
2023-02-07 00:30 | 2 | 0 | 0 | 0 | 0 | 0 | 0 | 190 | 0 | 0 | 0 | 0 | 0 | 0 | 0
2023-02-07 01:00 | 3 | 0 | 0 | 0 | 0 | 0 | 0 | 190 | 0 | 0 | 0 | 0 | 0 | 0 | 0
2023-02-07 01:30 | 4 | 0 | 0 | 0 | 0 | 0 | 0 | 190 | 0 | 0 | 0 | 0 | 0 | 0 | 0
2023-02-07 02:00 | 5 | 0 | 0 | 0 | 0 | 0 | 0 | 190 | 0 | 0 | 0 | 0 | 0 | 0 | 0
2023-02-07 02:30 | 6 | 0 | 0 | 0 | 0 | 0 | 0 | 190 | 0 | 0 | 0 | 0 | 0 | 0 | 0
2023-02-07 03:00 | 7 | 0 | 0 | 0 | 0 | 0 | 0 | 190 | 0 | 0 | 0 | 0 | 0 | 0 | 0
2023-02-07 03:30 | 8 | 0 | 0 | 0 | 0 | 0 | 0 | 190 | 0 | 0 | 0 | 0 | 0 | 0 | 0
2023-02-07 04:00 | 9 | 0 | 0 | 0 | 0 | 0 | 0 | 190 | 0 | 0 | 0 | 0 | 0 | 0 | 0
2023-02-07 04:30 | 10 | 0 | 0 | 0 | 0 | 0 | 0 | 190 | 0 | 0 | 0 | 0 | 0 | 0 | 0
2023-02-07 05:00 | 11 | 0 | 0 | 0 | 0 | 0 | 0 | 190 | 0 | 0 | 0 | 0 | 0 | 0 | 0
2023-02-07 05:30 | 12 | 0 | 0 | 0 | 0 | 0 | 0 | 290 | 0 | 0 | 0 | 0 | 0 | 0 | 0
2023-02-07 06:00 | 13 | 0 | 0 | 0 | 0 | 0 | 0 | 290 | 0 | 0 | 0 | 0 | 0 | 0 | 0
2023-02-07 06:30 | 14 | 0 | 0 | 0 | 0 | 0 | 0 | 290 | 0 | 0 | 0 | 0 | 0 | 0 | 0
2023-02-07 07:00 | 15 | 0 | 0 | 0 | 0 | 0 | 0 | 290 | 0 | 0 | 0 | 0 | 0 | 0 | 0
2023-02-07 07:30 | 16 | 0 | 0 | 0 | 0 | 0 | 0 | 290 | 0 | 0 | 0 | 0 | 0 | 0 | 0
2023-02-07 08:00 | 17 | 0 | 0 | 0 | 0 | 0 | 0 | 290 | 0 | 0 | 0 | 0 | 0 | 0 | 0
2023-02-07 08:30 | 18 | 0 | 0 | 0 | 0 | 0 | 0 | 290 | 0 | 0 | 0 | 0 | 0 | 0 | 0
2023-02-07 09:00 | 19 | 0 | 0 | 0 | 0 | 0 | 0 | 290 | 0 | 0 | 0 | 0 | 0 | 0 | 0
2023-02-07 09:30 | 20 | 0 | 0 | 0 | 0 | 0 | 0 | 290 | 0 | 0 | 0 | 0 | 0 | 0 | 0
2023-02-07 10:00 | 21 | 0 | 0 | 0 | 0 | 0 | 0 | 190 | 0 | 0 | 0 | 0 | 0 | 0 | 0
2023-02-07 10:30 | 22 | 0 | 0 | 0 | 0 | 0 | 0 | 190 | 0 | 0 | 0 | 0 | 0 | 0 | 0
2023-02-07 11:00 | 23 | 0 | 0 | 0 | 0 | 0 | 0 | 190 | 0 | 0 | 0 | 0 | 0 | 0 | 0
2023-02-07 11:30 | 24 | 0 | 0 | 0 | 0 | 0 | 0 | 190 | 0 | 0 | 0 | 0 | 0 | 0 | 0
2023-02-07 12:00 | 1 | 0 | 0 | 0 | 0 | 0 | 0 | 190 | 0 | 0 | 0 | 0 | 0 | 0 | 0
2023-02-07 12:30 | 2 | 0 | 0 | 0 | 0 | 0 | 0 | 190 | 0 | 0 | 0 | 0 | 0 | 0 | 0
2023-02-07 13:00 | 3 | 0 | 0 | 0 | 0 | 0 | 0 | 190 | 0 | 0 | 0 | 0 | 0 | 0 | 0
2023-02-07 13:30 | 4 | 0 | 0 | 0 | 0 | 0 | 0 | 190 | 0 | 0 | 0 | 0 | 0 | 0 | 0
2023-02-07 14:00 | 5 | 0 | 0 | 0 | 0 | 0 | 0 | 190 | 0 | 0 | 0 | 0 | 0 | 0 | 0
2023-02-07 14:30 | 6 | 0 | 0 | 0 | 0 | 0 | 0 | 190 | 0 | 0 | 0 | 0 | 0 | 0 | 0
2023-02-07 15:00 | 7 | 0 | 0 | 0 | 0 | 0 | 0 | 190 | 0 | 0 | 0 | 0 | 0 | 0 | 0
2023-02-07 15:30 | 8 | 0 | 0 | 0 | 0 | 0 | 0 | 190 | 0 | 0 | 0 | 0 | 0 | 0 | 0
2023-02-07 16:00 | 9 | 0 | 0 | 0 | 0 | 0 | 0 | 190 | 0 | 0 | 0 | 0 | 0 | 0 | 0
2023-02-07 16:30 | 10 | 0 | 0 | 0 | 0 | 0 | 0 | 190 | 0 | 0 | 0 | 0 | 0 | 0 | 0
2023-02-07 17:00 | 11 | 0 | 0 | 0 | 0 | 0 | 0 | 190 | 0 | 0 | 0 | 0 | 0 | 0 | 0
2023-02-07 17:30 | 12 | 0 | 0 | 0 | 0 | 0 | 0 | 290 | 0 | 0 | 0 | 0 | 0 | 0 | 0
2023-02-07 18:00 | 13 | 0 | 0 | 0 | 0 | 0 | 0 | 290 | 0 | 0 | 0 | 0 | 0 | 0 | 0
2023-02-07 18:30 | 14 | 0 | 0 | 0 | 0 | 0 | 0 | 290 | 0 | 0 | 0 | 0 | 0 | 0 | 0
2023-02-07 19:00 | 15 | 0 | 0 | 0 | 0 | 0 | 0 | 290 | 0 | 0 | 0 | 0 | 0 | 0 | 0
2023-02-07 19:30 | 16 | 0 | 0 | 0 | 0 | 0 | 0 | 290 | 0 | 0 | 0 | 0 | 0 | 0 | 0
2023-02-07 20:00 | 17 | 0 | 0 | 0 | 0 | 0 | 0 | 290 | 0 | 0 | 0 | 0 | 0 | 0 | 0
2023-02-07 20:30 | 18 | 0 | 0 | 0 | 0 | 0 | 0 | 290 | 0 | 0 | 0 | 0 | 0 | 0 | 0
2023-02-07 21:00 | 19 | 0 | 0 | 0 | 0 | 0 | 0 | 290 | 0 | 0 | 0 | 0 | 0 | 0 | 0
2023-02-07 21:30 | 20 | 0 | 0 | 0 | 0 | 0 | 0 | 290 | 0 | 0 | 0 | 0 | 0 | 0 | 0
2023-02-07 22:00 | 21 | 0 | 0 | 0 | 0 | 0 | 0 | 190 | 0 | 0 | 0 | 0 | 0 | 0 | 0
2023-02-07 22:30 | 22 | 0 | 0 | 0 | 0 | 0 | 0 | 190 | 0 | 0 | 0 | 0 | 0 | 0 | 0
2023-02-07 23:00 | 23 | 0 | 0 | 0 | 0 | 0 | 0 | 190 | 0 | 0 | 0 | 0 | 0 | 0 | 0
2023-02-07 23:30 | 24 | 0 | 0 | 0 | 0 | 0 | 0 | 190 | 0 | 0 | 0 | 0 | 0 | 0 | 0
2023-02-08 | 1 | 0 | 0 | 0 | 0 | 0 | 0 | 190 | 0 | 0 | 0 | 0 | 0 | 0 | 0
2023-02-08 00:30 | 2 | 0 | 0 | 0 | 0 | 0 | 0 | 190 | 0 | 0 | 0 | 0 | 0 | 0 | 0
2023-02-08 01:00 | 3 | 0 | 0 | 0 | 0 | 0 | 0 | 190 | 0 | 0 | 0 | 0 | 0 | 0 | 0
2023-02-08 01:30 | 4 | 0 | 0 | 0 | 0 | 0 | 0 | 190 | 0 | 0 | 0 | 0 | 0 | 0 | 0
2023-02-08 02:00 | 5 | 0 | 0 | 0 | 0 | 0 | 0 | 190 | 0 | 0 | 0 | 0 | 0 | 0 | 0
2023-02-08 02:30 | 6 | 0 | 0 | 0 | 0 | 0 | 0 | 190 | 0 | 0 | 0 | 0 | 0 | 0 | 0
2023-02-08 03:00 | 7 | 0 | 0 | 0 | 0 | 0 | 0 | 190 | 0 | 0 | 0 | 0 | 0 | 0 | 0
2023-02-08 03:30 | 8 | 0 | 0 | 0 | 0 | 0 | 0 | 190 | 0 | 0 | 0 | 0 | 0 | 0 | 0
2023-02-08 04:00 | 9 | 0 | 0 | 0 | 0 | 0 | 0 | 190 | 0 | 0 | 0 | 0 | 0 | 0 | 0
2023-02-08 04:30 | 10 | 0 | 0 | 0 | 0 | 0 | 0 | 190 | 0 | 0 | 0 | 0 | 0 | 0 | 0
2023-02-08 05:00 | 11 | 0 | 0 | 0 | 0 | 0 | 0 | 190 | 0 | 0 | 0 | 0 | 0 | 0 | 0
2023-02-08 05:30 | 12 | 0 | 0 | 0 | 0 | 0 | 0 | 290 | 0 | 0 | 0 | 0 | 0 | 0 | 0
2023-02-08 06:00 | 13 | 0 | 0 | 0 | 0 | 0 | 0 | 290 | 0 | 0 | 0 | 0 | 0 | 0 | 0
2023-02-08 06:30 | 14 | 0 | 0 | 0 | 0 | 0 | 0 | 290 | 0 | 0 | 0 | 0 | 0 | 0 | 0
2023-02-08 07:00 | 15 | 0 | 0 | 0 | 0 | 0 | 0 | 290 | 0 | 0 | 0 | 0 | 0 | 0 | 0
2023-02-08 07:30 | 16 | 0 | 0 | 0 | 0 | 0 | 0 | 290 | 0 | 0 | 0 | 0 | 0 | 0 | 0
2023-02-08 08:00 | 17 | 0 | 0 | 0 | 0 | 0 | 0 | 290 | 0 | 0 | 0 | 0 | 0 | 0 | 0
2023-02-08 08:30 | 18 | 0 | 0 | 0 | 0 | 0 | 0 | 290 | 0 | 0 | 0 | 0 | 0 | 0 | 0
2023-02-08 09:00 | 19 | 0 | 0 | 0 | 0 | 0 | 0 | 290 | 0 | 0 | 0 | 0 | 0 | 0 | 0
2023-02-08 09:30 | 20 | 0 | 0 | 0 | 0 | 0 | 0 | 290 | 0 | 0 | 0 | 0 | 0 | 0 | 0
2023-02-08 10:00 | 21 | 0 | 0 | 0 | 0 | 0 | 0 | 190 | 0 | 0 | 0 | 0 | 0 | 0 | 0
2023-02-08 10:30 | 22 | 0 | 0 | 0 | 0 | 0 | 0 | 190 | 0 | 0 | 0 | 0 | 0 | 0 | 0
2023-02-08 11:00 | 23 | 0 | 0 | 0 | 0 | 0 | 0 | 190 | 0 | 0 | 0 | 0 | 0 | 0 | 0
2023-02-08 11:30 | 24 | 0 | 0 | 0 | 0 | 0 | 0 | 190 | 0 | 0 | 0 | 0 | 0 | 0 | 0
2023-02-08 12:00 | 1 | 0 | 0 | 0 | 0 | 0 | 0 | 190 | 0 | 0 | 0 | 0 | 0 | 0 | 0
2023-02-08 12:30 | 2 | 0 | 0 | 0 | 0 | 0 | 0 | 190 | 0 | 0 | 0 | 0 | 0 | 0 | 0
2023-02-08 13:00 | 3 | 0 | 0 | 0 | 0 | 0 | 0 | 190 | 0 | 0 | 0 | 0 | 0 | 0 | 0
2023-02-08 13:30 | 4 | 0 | 0 | 0 | 0 | 0 | 0 | 190 | 0 | 0 | 0 | 0 | 0 | 0 | 0
2023-02-08 14:00 | 5 | 0 | 0 | 0 | 0 | 0 | 0 | 190 | 0 | 0 | 0 | 0 | 0 | 0 | 0
2023-02-08 14:30 | 6 | 0 | 0 | 0 | 0 | 0 | 0 | 190 | 0 | 0 | 0 | 0 | 0 | 0 | 0
2023-02-08 15:00 | 7 | 0 | 0 | 0 | 0 | 0 | 0 | 190 | 0 | 0 | 0 | 0 | 0 | 0 | 0
2023-02-08 15:30 | 8 | 0 | 0 | 0 | 0 | 0 | 0 | 190 | 0 | 0 | 0 | 0 | 0 | 0 | 0
2023-02-08 16:00 | 9 | 0 | 0 | 0 | 0 | 0 | 0 | 190 | 0 | 0 | 0 | 0 | 0 | 0 | 0
2023-02-08 16:30 | 10 | 0 | 0 | 0 | 0 | 0 | 0 | 190 | 0 | 0 | 0 | 0 | 0 | 0 | 0
2023-02-08 17:00 | 11 | 0 | 0 | 0 | 0 | 0 | 0 | 190 | 0 | 0 | 0 | 0 | 0 | 0 | 0
2023-02-08 17:30 | 12 | 0 | 0 | 0 | 0 | 0 | 0 | 290 | 0 | 0 | 0 | 0 | 0 | 0 | 0
2023-02-08 18:00 | 13 | 0 | 0 | 0 | 0 | 0 | 0 | 290 | 0 | 0 | 0 | 0 | 0 | 0 | 0
2023-02-08 18:30 | 14 | 0 | 0 | 0 | 0 | 0 | 0 | 290 | 0 | 0 | 0 | 0 | 0 | 0 | 0
2023-02-08 19:00 | 15 | 0 | 0 | 0 | 0 | 0 | 0 | 290 | 0 | 0 | 0 | 0 | 0 | 0 | 0
2023-02-08 19:30 | 16 | 0 | 0 | 0 | 0 | 0 | 0 | 290 | 0 | 0 | 0 | 0 | 0 | 0 | 0
2023-02-08 20:00 | 17 | 0 | 0 | 0 | 0 | 0 | 0 | 290 | 0 | 0 | 0 | 0 | 0 | 0 | 0
2023-02-08 20:30 | 18 | 0 | 0 | 0 | 0 | 0 | 0 | 290 | 0 | 0 | 0 | 0 | 0 | 0 | 0
2023-02-08 21:00 | 19 | 0 | 0 | 0 | 0 | 0 | 0 | 290 | 0 | 0 | 0 | 0 | 0 | 0 | 0
2023-02-08 21:30 | 20 | 0 | 0 | 0 | 0 | 0 | 0 | 290 | 0 | 0 | 0 | 0 | 0 | 0 | 0
2023-02-08 22:00 | 21 | 0 | 0 | 0 | 0 | 0 | 0 | 190 | 0 | 0 | 0 | 0 | 0 | 0 | 0
2023-02-08 22:30 | 22 | 0 | 0 | 0 | 0 | 0 | 0 | 190 | 0 | 0 | 0 | 0 | 0 | 0 | 0
2023-02-08 23:00 | 23 | 0 | 0 | 0 | 0 | 0 | 0 | 190 | 0 | 0 | 0 | 0 | 0 | 0 | 0
2023-02-08 23:30 | 24 | 0 | 0 | 0 | 0 | 0 | 0 | 190 | 0 | 0 | 0 | 0 | 0 | 0 | 0
2023-02-09 | 1 | 0 | 0 | 0 | 0 | 0 | 0 | 190 | 0 | 0 | 0 | 0 | 0 | 0 | 0
2023-02-09 00:30 | 2 | 0 | 0 | 0 | 0 | 0 | 0 | 190 | 0 | 0 | 0 | 0 | 0 | 0 | 0
2023-02-09 01:00 | 3 | 0 | 0 | 0 | 0 | 0 | 0 | 190 | 0 | 0 | 0 | 0 | 0 | 0 | 0
2023-02-09 01:30 | 4 | 0 | 0 | 0 | 0 | 0 | 0 | 190 | 0 | 0 | 0 | 0 | 0 | 0 | 0
2023-02-09 02:00 | 5 | 0 | 0 | 0 | 0 | 0 | 0 | 190 | 0 | 0 | 0 | 0 | 0 | 0 | 0
2023-02-09 02:30 | 6 | 0 | 0 | 0 | 0 | 0 | 0 | 190 | 0 | 0 | 0 | 0 | 0 | 0 | 0
2023-02-09 03:00 | 7 | 0 | 0 | 0 | 0 | 0 | 0 | 190 | 0 | 0 | 0 | 0 | 0 | 0 | 0
2023-02-09 03:30 | 8 | 0 | 0 | 0 | 0 | 0 | 0 | 190 | 0 | 0 | 0 | 0 | 0 | 0 | 0
2023-02-09 04:00 | 9 | 0 | 0 | 0 | 0 | 0 | 0 | 190 | 0 | 0 | 0 | 0 | 0 | 0 | 0
2023-02-09 04:30 | 10 | 0 | 0 | 0 | 0 | 0 | 0 | 190 | 0 | 0 | 0 | 0 | 0 | 0 | 0
2023-02-09 05:00 | 11 | 0 | 0 | 0 | 0 | 0 | 0 | 190 | 0 | 0 | 0 | 0 | 0 | 0 | 0
2023-02-09 05:30 | 12 | 0 | 0 | 0 | 0 | 0 | 0 | 290 | 0 | 0 | 0 | 0 | 0 | 0 | 0
2023-02-09 06:00 | 13 | 0 | 0 | 0 | 0 | 0 | 0 | 290 | 0 | 0 | 0 | 0 | 0 | 0 | 0
2023-02-09 06:30 | 14 | 0 | 0 | 0 | 0 | 0 | 0 | 290 | 0 | 0 | 0 | 0 | 0 | 0 | 0
2023-02-09 07:00 | 15 | 0 | 0 | 0 | 0 | 0 | 0 | 290 | 0 | 0 | 0 | 0 | 0 | 0 | 0
2023-02-09 07:30 | 16 | 0 | 0 | 0 | 0 | 0 | 0 | 290 | 0 | 0 | 0 | 0 | 0 | 0 | 0
2023-02-09 08:00 | 17 | 0 | 0 | 0 | 0 | 0 | 0 | 290 | 0 | 0 | 0 | 0 | 0 | 0 | 0
2023-02-09 08:30 | 18 | 0 | 0 | 0 | 0 | 0 | 0 | 290 | 0 | 0 | 0 | 0 | 0 | 0 | 0
2023-02-09 09:00 | 19 | 0 | 0 | 0 | 0 | 0 | 0 | 290 | 0 | 0 | 0 | 0 | 0 | 0 | 0
2023-02-09 09:30 | 20 | 0 | 0 | 0 | 0 | 0 | 0 | 290 | 0 | 0 | 0 | 0 | 0 | 0 | 0
2023-02-09 10:00 | 21 | 0 | 0 | 0 | 0 | 0 | 0 | 190 | 0 | 0 | 0 | 0 | 0 | 0 | 0
2023-02-09 10:30 | 22 | 0 | 0 | 0 | 0 | 0 | 0 | 190 | 0 | 0 | 0 | 0 | 0 | 0 | 0
2023-02-09 11:00 | 23 | 0 | 0 | 0 | 0 | 0 | 0 | 190 | 0 | 0 | 0 | 0 | 0 | 0 | 0
2023-02-09 11:30 | 24 | 0 | 0 | 0 | 0 | 0 | 0 | 190 | 0 | 0 | 0 | 0 | 0 | 0 | 0
2023-02-09 12:00 | 1 | 0 | 0 | 0 | 0 | 0 | 0 | 190 | 0 | 0 | 0 | 0 | 0 | 0 | 0
2023-02-09 12:30 | 2 | 0 | 0 | 0 | 0 | 0 | 0 | 190 | 0 | 0 | 0 | 0 | 0 | 0 | 0
2023-02-09 13:00 | 3 | 0 | 0 | 0 | 0 | 0 | 0 | 190 | 0 | 0 | 0 | 0 | 0 | 0 | 0
2023-02-09 13:30 | 4 | 0 | 0 | 0 | 0 | 0 | 0 | 190 | 0 | 0 | 0 | 0 | 0 | 0 | 0
2023-02-09 14:00 | 5 | 0 | 0 | 0 | 0 | 0 | 0 | 190 | 0 | 0 | 0 | 0 | 0 | 0 | 0
2023-02-09 14:30 | 6 | 0 | 0 | 0 | 0 | 0 | 0 | 190 | 0 | 0 | 0 | 0 | 0 | 0 | 0
2023-02-09 15:00 | 7 | 0 | 0 | 0 | 0 | 0 | 0 | 190 | 0 | 0 | 0 | 0 | 0 | 0 | 0
2023-02-09 15:30 | 8 | 0 | 0 | 0 | 0 | 0 | 0 | 190 | 0 | 0 | 0 | 0 | 0 | 0 | 0
2023-02-09 16:00 | 9 | 0 | 0 | 0 | 0 | 0 | 0 | 190 | 0 | 0 | 0 | 0 | 0 | 0 | 0
2023-02-09 16:30 | 10 | 0 | 0 | 0 | 0 | 0 | 0 | 190 | 0 | 0 | 0 | 0 | 0 | 0 | 0
2023-02-09 17:00 | 11 | 0 | 0 | 0 | 0 | 0 | 0 | 190 | 0 | 0 | 0 | 0 | 0 | 0 | 0
2023-02-09 17:30 | 12 | 0 | 0 | 0 | 0 | 0 | 0 | 290 | 0 | 0 | 0 | 0 | 0 | 0 | 0
2023-02-09 18:00 | 13 | 0 | 0 | 0 | 0 | 0 | 0 | 290 | 0 | 0 | 0 | 0 | 0 | 0 | 0
2023-02-09 18:30 | 14 | 0 | 0 | 0 | 0 | 0 | 0 | 290 | 0 | 0 | 0 | 0 | 0 | 0 | 0
2023-02-09 19:00 | 15 | 0 | 0 | 0 | 0 | 0 | 0 | 290 | 0 | 0 | 0 | 0 | 0 | 0 | 0
2023-02-09 19:30 | 16 | 0 | 0 | 0 | 0 | 0 | 0 | 290 | 0 | 0 | 0 | 0 | 0 | 0 | 0
2023-02-09 20:00 | 17 | 0 | 0 | 0 | 0 | 0 | 0 | 290 | 0 | 0 | 0 | 0 | 0 | 0 | 0
2023-02-09 20:30 | 18 | 0 | 0 | 0 | 0 | 0 | 0 | 290 | 0 | 0 | 0 | 0 | 0 | 0 | 0
2023-02-09 21:00 | 19 | 0 | 0 | 0 | 0 | 0 | 0 | 290 | 0 | 0 | 0 | 0 | 0 | 0 | 0
2023-02-09 21:30 | 20 | 0 | 0 | 0 | 0 | 0 | 0 | 290 | 0 | 0 | 0 | 0 | 0 | 0 | 0
2023-02-09 22:00 | 21 | 0 | 0 | 0 | 0 | 0 | 0 | 190 | 0 | 0 | 0 | 0 | 0 | 0 | 0
2023-02-09 22:30 | 22 | 0 | 0 | 0 | 0 | 0 | 0 | 190 | 0 | 0 | 0 | 0 | 0 | 0 | 0
2023-02-09 23:00 | 23 | 0 | 0 | 0 | 0 | 0 | 0 | 190 | 0 | 0 | 0 | 0 | 0 | 0 | 0
2023-02-09 23:30 | 24 | 0 | 0 | 0 | 0 | 0 | 0 | 190 | 0 | 0 | 0 | 0 | 0 | 0 | 0
2023-02-10 | 1 | 0 | 0 | 0 | 0 | 0 | 0 | 190 | 0 | 0 | 0 | 0 | 0 | 0 | 0
2023-02-10 00:30 | 2 | 0 | 0 | 0 | 0 | 0 | 0 | 190 | 0 | 0 | 0 | 0 | 0 | 0 | 0
2023-02-10 01:00 | 3 | 0 | 0 | 0 | 0 | 0 | 0 | 190 | 0 | 0 | 0 | 0 | 0 | 0 | 0
2023-02-10 01:30 | 4 | 0 | 0 | 0 | 0 | 0 | 0 | 190 | 0 | 0 | 0 | 0 | 0 | 0 | 0
2023-02-10 02:00 | 5 | 0 | 0 | 0 | 0 | 0 | 0 | 190 | 0 | 0 | 0 | 0 | 0 | 0 | 0
2023-02-10 02:30 | 6 | 0 | 0 | 0 | 0 | 0 | 0 | 190 | 0 | 0 | 0 | 0 | 0 | 0 | 0
2023-02-10 03:00 | 7 | 0 | 0 | 0 | 0 | 0 | 0 | 190 | 0 | 0 | 0 | 0 | 0 | 0 | 0
2023-02-10 03:30 | 8 | 0 | 0 | 0 | 0 | 0 | 0 | 190 | 0 | 0 | 0 | 0 | 0 | 0 | 0
2023-02-10 04:00 | 9 | 0 | 0 | 0 | 0 | 0 | 0 | 190 | 0 | 0 | 0 | 0 | 0 | 0 | 0
2023-02-10 04:30 | 10 | 0 | 0 | 0 | 0 | 0 | 0 | 190 | 0 | 0 | 0 | 0 | 0 | 0 | 0
2023-02-10 05:00 | 11 | 0 | 0 | 0 | 0 | 0 | 0 | 190 | 0 | 0 | 0 | 0 | 0 | 0 | 0
2023-02-10 05:30 | 12 | 0 | 0 | 0 | 0 | 0 | 0 | 290 | 0 | 0 | 0 | 0 | 0 | 0 | 0
2023-02-10 06:00 | 13 | 0 | 0 | 0 | 0 | 0 | 0 | 290 | 0 | 0 | 0 | 0 | 0 | 0 | 0
2023-02-10 06:30 | 14 | 0 | 0 | 0 | 0 | 0 | 0 | 290 | 0 | 0 | 0 | 0 | 0 | 0 | 0
2023-02-10 07:00 | 15 | 0 | 0 | 0 | 0 | 0 | 0 | 290 | 0 | 0 | 0 | 0 | 0 | 0 | 0
2023-02-10 07:30 | 16 | 0 | 0 | 0 | 0 | 0 | 0 | 290 | 0 | 0 | 0 | 0 | 0 | 0 | 0
2023-02-10 08:00 | 17 | 0 | 0 | 0 | 0 | 0 | 0 | 290 | 0 | 0 | 0 | 0 | 0 | 0 | 0
2023-02-10 08:30 | 18 | 0 | 0 | 0 | 0 | 0 | 0 | 290 | 0 | 0 | 0 | 0 | 0 | 0 | 0
2023-02-10 09:00 | 19 | 0 | 0 | 0 | 0 | 0 | 0 | 290 | 0 | 0 | 0 | 0 | 0 | 0 | 0
2023-02-10 09:30 | 20 | 0 | 0 | 0 | 0 | 0 | 0 | 290 | 0 | 0 | 0 | 0 | 0 | 0 | 0
2023-02-10 10:00 | 21 | 0 | 0 | 0 | 0 | 0 | 0 | 190 | 0 | 0 | 0 | 0 | 0 | 0 | 0
2023-02-10 10:30 | 22 | 0 | 0 | 0 | 0 | 0 | 0 | 190 | 0 | 0 | 0 | 0 | 0 | 0 | 0
2023-02-10 11:00 | 23 | 0 | 0 | 0 | 0 | 0 | 0 | 190 | 0 | 0 | 0 | 0 | 0 | 0 | 0
2023-02-10 11:30 | 24 | 0 | 0 | 0 | 0 | 0 | 0 | 190 | 0 | 0 | 0 | 0 | 0 | 0 | 0
2023-02-10 12:00 | 1 | 0 | 0 | 0 | 0 | 0 | 0 | 190 | 0 | 0 | 0 | 0 | 0 | 0 | 0
2023-02-10 12:30 | 2 | 0 | 0 | 0 | 0 | 0 | 0 | 190 | 0 | 0 | 0 | 0 | 0 | 0 | 0
2023-02-10 13:00 | 3 | 0 | 0 | 0 | 0 | 0 | 0 | 190 | 0 | 0 | 0 | 0 | 0 | 0 | 0
2023-02-10 13:30 | 4 | 0 | 0 | 0 | 0 | 0 | 0 | 190 | 0 | 0 | 0 | 0 | 0 | 0 | 0
2023-02-10 14:00 | 5 | 0 | 0 | 0 | 0 | 0 | 0 | 190 | 0 | 0 | 0 | 0 | 0 | 0 | 0
2023-02-10 14:30 | 6 | 0 | 0 | 0 | 0 | 0 | 0 | 190 | 0 | 0 | 0 | 0 | 0 | 0 | 0
2023-02-10 15:00 | 7 | 0 | 0 | 0 | 0 | 0 | 0 | 190 | 0 | 0 | 0 | 0 | 0 | 0 | 0
2023-02-10 15:30 | 8 | 0 | 0 | 0 | 0 | 0 | 0 | 190 | 0 | 0 | 0 | 0 | 0 | 0 | 0
2023-02-10 16:00 | 9 | 0 | 0 | 0 | 0 | 0 | 0 | 190 | 0 | 0 | 0 | 0 | 0 | 0 | 0
2023-02-10 16:30 | 10 | 0 | 0 | 0 | 0 | 0 | 0 | 190 | 0 | 0 | 0 | 0 | 0 | 0 | 0
2023-02-10 17:00 | 11 | 0 | 0 | 0 | 0 | 0 | 0 | 190 | 0 | 0 | 0 | 0 | 0 | 0 | 0
2023-02-10 17:30 | 12 | 0 | 0 | 0 | 0 | 0 | 0 | 290 | 0 | 0 | 0 | 0 | 0 | 0 | 0
2023-02-10 18:00 | 13 | 0 | 0 | 0 | 0 | 0 | 0 | 290 | 0 | 0 | 0 | 0 | 0 | 0 | 0
2023-02-10 18:30 | 14 | 0 | 0 | 0 | 0 | 0 | 0 | 290 | 0 | 0 | 0 | 0 | 0 | 0 | 0
2023-02-10 19:00 | 15 | 0 | 0 | 0 | 0 | 0 | 0 | 290 | 0 | 0 | 0 | 0 | 0 | 0 | 0
2023-02-10 19:30 | 16 | 0 | 0 | 0 | 0 | 0 | 0 | 290 | 0 | 0 | 0 | 0 | 0 | 0 | 0
2023-02-10 20:00 | 17 | 0 | 0 | 0 | 0 | 0 | 0 | 290 | 0 | 0 | 0 | 0 | 0 | 0 | 0
2023-02-10 20:30 | 18 | 0 | 0 | 0 | 0 | 0 | 0 | 290 | 0 | 0 | 0 | 0 | 0 | 0 | 0
2023-02-10 21:00 | 19 | 0 | 0 | 0 | 0 | 0 | 0 | 290 | 0 | 0 | 0 | 0 | 0 | 0 | 0
2023-02-10 21:30 | 20 | 0 | 0 | 0 | 0 | 0 | 0 | 290 | 0 | 0 | 0 | 0 | 0 | 0 | 0
2023-02-10 22:00 | 21 | 0 | 0 | 0 | 0 | 0 | 0 | 190 | 0 | 0 | 0 | 0 | 0 | 0 | 0
2023-02-10 22:30 | 22 | 0 | 0 | 0 | 0 | 0 | 0 | 190 | 0 | 0 | 0 | 0 | 0 | 0 | 0
2023-02-10 23:00 | 23 | 0 | 0 | 0 | 0 | 0 | 0 | 190 | 0 | 0 | 0 | 0 | 0 | 0 | 0
2023-02-10 23:30 | 24 | 0 | 0 | 0 | 0 | 0 | 0 | 190 | 0 | 0 | 0 | 0 | 0 | 0 | 0
2023-02-11 | 1 | 0 | 0 | 0 | 0 | 0 | 0 | 190 | 0 | 0 | 0 | 0 | 0 | 0 | 0
2023-02-11 00:30 | 2 | 0 | 0 | 0 | 0 | 0 | 0 | 190 | 0 | 0 | 0 | 0 | 0 | 0 | 0
2023-02-11 01:00 | 3 | 0 | 0 | 0 | 0 | 0 | 0 | 190 | 0 | 0 | 0 | 0 | 0 | 0 | 0
2023-02-11 01:30 | 4 | 0 | 0 | 0 | 0 | 0 | 0 | 190 | 0 | 0 | 0 | 0 | 0 | 0 | 0
2023-02-11 02:00 | 5 | 0 | 0 | 0 | 0 | 0 | 0 | 190 | 0 | 0 | 0 | 0 | 0 | 0 | 0
2023-02-11 02:30 | 6 | 0 | 0 | 0 | 0 | 0 | 0 | 190 | 0 | 0 | 0 | 0 | 0 | 0 | 0
2023-02-11 03:00 | 7 | 0 | 0 | 0 | 0 | 0 | 0 | 190 | 0 | 0 | 0 | 0 | 0 | 0 | 0
2023-02-11 03:30 | 8 | 0 | 0 | 0 | 0 | 0 | 0 | 190 | 0 | 0 | 0 | 0 | 0 | 0 | 0
2023-02-11 04:00 | 9 | 0 | 0 | 0 | 0 | 0 | 0 | 190 | 0 | 0 | 0 | 0 | 0 | 0 | 0
2023-02-11 04:30 | 10 | 0 | 0 | 0 | 0 | 0 | 0 | 190 | 0 | 0 | 0 | 0 | 0 | 0 | 0
2023-02-11 05:00 | 11 | 0 | 0 | 0 | 0 | 0 | 0 | 190 | 0 | 0 | 0 | 0 | 0 | 0 | 0
2023-02-11 05:30 | 12 | 0 | 0 | 0 | 0 | 0 | 0 | 290 | 0 | 0 | 0 | 0 | 0 | 0 | 0
2023-02-11 06:00 | 13 | 0 | 0 | 0 | 0 | 0 | 0 | 290 | 0 | 0 | 0 | 0 | 0 | 0 | 0
2023-02-11 06:30 | 14 | 0 | 0 | 0 | 0 | 0 | 0 | 290 | 0 | 0 | 0 | 0 | 0 | 0 | 0
2023-02-11 07:00 | 15 | 0 | 0 | 0 | 0 | 0 | 0 | 290 | 0 | 0 | 0 | 0 | 0 | 0 | 0
2023-02-11 07:30 | 16 | 0 | 0 | 0 | 0 | 0 | 0 | 290 | 0 | 0 | 0 | 0 | 0 | 0 | 0
2023-02-11 08:00 | 17 | 0 | 0 | 0 | 0 | 0 | 0 | 290 | 0 | 0 | 0 | 0 | 0 | 0 | 0
2023-02-11 08:30 | 18 | 0 | 0 | 0 | 0 | 0 | 0 | 290 | 0 | 0 | 0 | 0 | 0 | 0 | 0
2023-02-11 09:00 | 19 | 0 | 0 | 0 | 0 | 0 | 0 | 290 | 0 | 0 | 0 | 0 | 0 | 0 | 0
2023-02-11 09:30 | 20 | 0 | 0 | 0 | 0 | 0 | 0 | 290 | 0 | 0 | 0 | 0 | 0 | 0 | 0
2023-02-11 10:00 | 21 | 0 | 0 | 0 | 0 | 0 | 0 | 190 | 0 | 0 | 0 | 0 | 0 | 0 | 0
2023-02-11 10:30 | 22 | 0 | 0 | 0 | 0 | 0 | 0 | 190 | 0 | 0 | 0 | 0 | 0 | 0 | 0
2023-02-11 11:00 | 23 | 0 | 0 | 0 | 0 | 0 | 0 | 190 | 0 | 0 | 0 | 0 | 0 | 0 | 0
2023-02-11 11:30 | 24 | 0 | 0 | 0 | 0 | 0 | 0 | 190 | 0 | 0 | 0 | 0 | 0 | 0 | 0
2023-02-11 12:00 | 1 | 0 | 0 | 0 | 0 | 0 | 0 | 190 | 0 | 0 | 0 | 0 | 0 | 0 | 0
2023-02-11 12:30 | 2 | 0 | 0 | 0 | 0 | 0 | 0 | 190 | 0 | 0 | 0 | 0 | 0 | 0 | 0
2023-02-11 13:00 | 3 | 0 | 0 | 0 | 0 | 0 | 0 | 190 | 0 | 0 | 0 | 0 | 0 | 0 | 0
2023-02-11 13:30 | 4 | 0 | 0 | 0 | 0 | 0 | 0 | 190 | 0 | 0 | 0 | 0 | 0 | 0 | 0
2023-02-11 14:00 | 5 | 0 | 0 | 0 | 0 | 0 | 0 | 190 | 0 | 0 | 0 | 0 | 0 | 0 | 0
2023-02-11 14:30 | 6 | 0 | 0 | 0 | 0 | 0 | 0 | 190 | 0 | 0 | 0 | 0 | 0 | 0 | 0
2023-02-11 15:00 | 7 | 0 | 0 | 0 | 0 | 0 | 0 | 190 | 0 | 0 | 0 | 0 | 0 | 0 | 0
2023-02-11 15:30 | 8 | 0 | 0 | 0 | 0 | 0 | 0 | 190 | 0 | 0 | 0 | 0 | 0 | 0 | 0
2023-02-11 16:00 | 9 | 0 | 0 | 0 | 0 | 0 | 0 | 190 | 0 | 0 | 0 | 0 | 0 | 0 | 0
2023-02-11 16:30 | 10 | 0 | 0 | 0 | 0 | 0 | 0 | 190 | 0 | 0 | 0 | 0 | 0 | 0 | 0
2023-02-11 17:00 | 11 | 0 | 0 | 0 | 0 | 0 | 0 | 190 | 0 | 0 | 0 | 0 | 0 | 0 | 0
2023-02-11 17:30 | 12 | 0 | 0 | 0 | 0 | 0 | 0 | 290 | 0 | 0 | 0 | 0 | 0 | 0 | 0
2023-02-11 18:00 | 13 | 0 | 0 | 0 | 0 | 0 | 0 | 290 | 0 | 0 | 0 | 0 | 0 | 0 | 0
2023-02-11 18:30 | 14 | 0 | 0 | 0 | 0 | 0 | 0 | 290 | 0 | 0 | 0 | 0 | 0 | 0 | 0
2023-02-11 19:00 | 15 | 0 | 0 | 0 | 0 | 0 | 0 | 290 | 0 | 0 | 0 | 0 | 0 | 0 | 0
2023-02-11 19:30 | 16 | 0 | 0 | 0 | 0 | 0 | 0 | 290 | 0 | 0 | 0 | 0 | 0 | 0 | 0
2023-02-11 20:00 | 17 | 0 | 0 | 0 | 0 | 0 | 0 | 290 | 0 | 0 | 0 | 0 | 0 | 0 | 0
2023-02-11 20:30 | 18 | 0 | 0 | 0 | 0 | 0 | 0 | 290 | 0 | 0 | 0 | 0 | 0 | 0 | 0
2023-02-11 21:00 | 19 | 0 | 0 | 0 | 0 | 0 | 0 | 290 | 0 | 0 | 0 | 0 | 0 | 0 | 0
2023-02-11 21:30 | 20 | 0 | 0 | 0 | 0 | 0 | 0 | 290 | 0 | 0 | 0 | 0 | 0 | 0 | 0
2023-02-11 22:00 | 21 | 0 | 0 | 0 | 0 | 0 | 0 | 190 | 0 | 0 | 0 | 0 | 0 | 0 | 0
2023-02-11 22:30 | 22 | 0 | 0 | 0 | 0 | 0 | 0 | 190 | 0 | 0 | 0 | 0 | 0 | 0 | 0
2023-02-11 23:00 | 23 | 0 | 0 | 0 | 0 | 0 | 0 | 190 | 0 | 0 | 0 | 0 | 0 | 0 | 0
2023-02-11 23:30 | 24 | 0 | 0 | 0 | 0 | 0 | 0 | 190 | 0 | 0 | 0 | 0 | 0 | 0 | 0
2023-02-12 | 1 | 0 | 0 | 0 | 0 | 0 | 0 | 190 | 0 | 0 | 0 | 0 | 0 | 0 | 0
2023-02-12 00:30 | 2 | 0 | 0 | 0 | 0 | 0 | 0 | 190 | 0 | 0 | 0 | 0 | 0 | 0 | 0
2023-02-12 01:00 | 3 | 0 | 0 | 0 | 0 | 0 | 0 | 190 | 0 | 0 | 0 | 0 | 0 | 0 | 0
2023-02-12 01:30 | 4 | 0 | 0 | 0 | 0 | 0 | 0 | 190 | 0 | 0 | 0 | 0 | 0 | 0 | 0
2023-02-12 02:00 | 5 | 0 | 0 | 0 | 0 | 0 | 0 | 190 | 0 | 0 | 0 | 0 | 0 | 0 | 0
2023-02-12 02:30 | 6 | 0 | 0 | 0 | 0 | 0 | 0 | 190 | 0 | 0 | 0 | 0 | 0 | 0 | 0
2023-02-12 03:00 | 7 | 0 | 0 | 0 | 0 | 0 | 0 | 190 | 0 | 0 | 0 | 0 | 0 | 0 | 0
2023-02-12 03:30 | 8 | 0 | 0 | 0 | 0 | 0 | 0 | 190 | 0 | 0 | 0 | 0 | 0 | 0 | 0
2023-02-12 04:00 | 9 | 0 | 0 | 0 | 0 | 0 | 0 | 190 | 0 | 0 | 0 | 0 | 0 | 0 | 0
2023-02-12 04:30 | 10 | 0 | 0 | 0 | 0 | 0 | 0 | 190 | 0 | 0 | 0 | 0 | 0 | 0 | 0
2023-02-12 05:00 | 11 | 0 | 0 | 0 | 0 | 0 | 0 | 190 | 0 | 0 | 0 | 0 | 0 | 0 | 0
2023-02-12 05:30 | 12 | 0 | 0 | 0 | 0 | 0 | 0 | 290 | 0 | 0 | 0 | 0 | 0 | 0 | 0
2023-02-12 06:00 | 13 | 0 | 0 | 0 | 0 | 0 | 0 | 290 | 0 | 0 | 0 | 0 | 0 | 0 | 0
2023-02-12 06:30 | 14 | 0 | 0 | 0 | 0 | 0 | 0 | 290 | 0 | 0 | 0 | 0 | 0 | 0 | 0
2023-02-12 07:00 | 15 | 0 | 0 | 0 | 0 | 0 | 0 | 290 | 0 | 0 | 0 | 0 | 0 | 0 | 0
2023-02-12 07:30 | 16 | 0 | 0 | 0 | 0 | 0 | 0 | 290 | 0 | 0 | 0 | 0 | 0 | 0 | 0
2023-02-12 08:00 | 17 | 0 | 0 | 0 | 0 | 0 | 0 | 290 | 0 | 0 | 0 | 0 | 0 | 0 | 0
2023-02-12 08:30 | 18 | 0 | 0 | 0 | 0 | 0 | 0 | 290 | 0 | 0 | 0 | 0 | 0 | 0 | 0
2023-02-12 09:00 | 19 | 0 | 0 | 0 | 0 | 0 | 0 | 290 | 0 | 0 | 0 | 0 | 0 | 0 | 0
2023-02-12 09:30 | 20 | 0 | 0 | 0 | 0 | 0 | 0 | 290 | 0 | 0 | 0 | 0 | 0 | 0 | 0
2023-02-12 10:00 | 21 | 0 | 0 | 0 | 0 | 0 | 0 | 190 | 0 | 0 | 0 | 0 | 0 | 0 | 0
2023-02-12 10:30 | 22 | 0 | 0 | 0 | 0 | 0 | 0 | 190 | 0 | 0 | 0 | 0 | 0 | 0 | 0
2023-02-12 11:00 | 23 | 0 | 0 | 0 | 0 | 0 | 0 | 190 | 0 | 0 | 0 | 0 | 0 | 0 | 0
2023-02-12 11:30 | 24 | 0 | 0 | 0 | 0 | 0 | 0 | 190 | 0 | 0 | 0 | 0 | 0 | 0 | 0
2023-02-12 12:00 | 1 | 0 | 0 | 0 | 0 | 0 | 0 | 190 | 0 | 0 | 0 | 0 | 0 | 0 | 0
2023-02-12 12:30 | 2 | 0 | 0 | 0 | 0 | 0 | 0 | 190 | 0 | 0 | 0 | 0 | 0 | 0 | 0
2023-02-12 13:00 | 3 | 0 | 0 | 0 | 0 | 0 | 0 | 190 | 0 | 0 | 0 | 0 | 0 | 0 | 0
2023-02-12 13:30 | 4 | 0 | 0 | 0 | 0 | 0 | 0 | 190 | 0 | 0 | 0 | 0 | 0 | 0 | 0
2023-02-12 14:00 | 5 | 0 | 0 | 0 | 0 | 0 | 0 | 190 | 0 | 0 | 0 | 0 | 0 | 0 | 0
2023-02-12 14:30 | 6 | 0 | 0 | 0 | 0 | 0 | 0 | 190 | 0 | 0 | 0 | 0 | 0 | 0 | 0
2023-02-12 15:00 | 7 | 0 | 0 | 0 | 0 | 0 | 0 | 190 | 0 | 0 | 0 | 0 | 0 | 0 | 0
2023-02-12 15:30 | 8 | 0 | 0 | 0 | 0 | 0 | 0 | 190 | 0 | 0 | 0 | 0 | 0 | 0 | 0
2023-02-12 16:00 | 9 | 0 | 0 | 0 | 0 | 0 | 0 | 190 | 0 | 0 | 0 | 0 | 0 | 0 | 0
2023-02-12 16:30 | 10 | 0 | 0 | 0 | 0 | 0 | 0 | 190 | 0 | 0 | 0 | 0 | 0 | 0 | 0
2023-02-12 17:00 | 11 | 0 | 0 | 0 | 0 | 0 | 0 | 190 | 0 | 0 | 0 | 0 | 0 | 0 | 0
2023-02-12 17:30 | 12 | 0 | 0 | 0 | 0 | 0 | 0 | 290 | 0 | 0 | 0 | 0 | 0 | 0 | 0
2023-02-12 18:00 | 13 | 0 | 0 | 0 | 0 | 0 | 0 | 290 | 0 | 0 | 0 | 0 | 0 | 0 | 0
2023-02-12 18:30 | 14 | 0 | 0 | 0 | 0 | 0 | 0 | 290 | 0 | 0 | 0 | 0 | 0 | 0 | 0
2023-02-12 19:00 | 15 | 0 | 0 | 0 | 0 | 0 | 0 | 290 | 0 | 0 | 0 | 0 | 0 | 0 | 0
2023-02-12 19:30 | 16 | 0 | 0 | 0 | 0 | 0 | 0 | 290 | 0 | 0 | 0 | 0 | 0 | 0 | 0
2023-02-12 20:00 | 17 | 0 | 0 | 0 | 0 | 0 | 0 | 290 | 0 | 0 | 0 | 0 | 0 | 0 | 0
2023-02-12 20:30 | 18 | 0 | 0 | 0 | 0 | 0 | 0 | 290 | 0 | 0 | 0 | 0 | 0 | 0 | 0
2023-02-12 21:00 | 19 | 0 | 0 | 0 | 0 | 0 | 0 | 290 | 0 | 0 | 0 | 0 | 0 | 0 | 0
2023-02-12 21:30 | 20 | 0 | 0 | 0 | 0 | 0 | 0 | 290 | 0 | 0 | 0 | 0 | 0 | 0 | 0
2023-02-12 22:00 | 21 | 0 | 0 | 0 | 0 | 0 | 0 | 190 | 0 | 0 | 0 | 0 | 0 | 0 | 0
2023-02-12 22:30 | 22 | 0 | 0 | 0 | 0 | 0 | 0 | 190 | 0 | 0 | 0 | 0 | 0 | 0 | 0
2023-02-12 23:00 | 23 | 0 | 0 | 0 | 0 | 0 | 0 | 190 | 0 | 0 | 0 | 0 | 0 | 0 | 0
2023-02-12 23:30 | 24 | 0 | 0 | 0 | 0 | 0 | 0 | 190 | 0 | 0 | 0 | 0 | 0 | 0 | 0
2023-02-13 | 1 | 0 | 0 | 0 | 0 | 0 | 0 | 190 | 0 | 0 | 0 | 0 | 0 | 0 | 0
2023-02-13 00:30 | 2 | 0 | 0 | 0 | 0 | 0 | 0 | 190 | 0 | 0 | 0 | 0 | 0 | 0 | 0
2023-02-13 01:00 | 3 | 0 | 0 | 0 | 0 | 0 | 0 | 190 | 0 | 0 | 0 | 0 | 0 | 0 | 0
2023-02-13 01:30 | 4 | 0 | 0 | 0 | 0 | 0 | 0 | 190 | 0 | 0 | 0 | 0 | 0 | 0 | 0
2023-02-13 02:00 | 5 | 0 | 0 | 0 | 0 | 0 | 0 | 190 | 0 | 0 | 0 | 0 | 0 | 0 | 0
2023-02-13 02:30 | 6 | 0 | 0 | 0 | 0 | 0 | 0 | 190 | 0 | 0 | 0 | 0 | 0 | 0 | 0
2023-02-13 03:00 | 7 | 0 | 0 | 0 | 0 | 0 | 0 | 190 | 0 | 0 | 0 | 0 | 0 | 0 | 0
2023-02-13 03:30 | 8 | 0 | 0 | 0 | 0 | 0 | 0 | 190 | 0 | 0 | 0 | 0 | 0 | 0 | 0
2023-02-13 04:00 | 9 | 0 | 0 | 0 | 0 | 0 | 0 | 190 | 0 | 0 | 0 | 0 | 0 | 0 | 0
2023-02-13 04:30 | 10 | 0 | 0 | 0 | 0 | 0 | 0 | 190 | 0 | 0 | 0 | 0 | 0 | 0 | 0
2023-02-13 05:00 | 11 | 0 | 0 | 0 | 0 | 0 | 0 | 190 | 0 | 0 | 0 | 0 | 0 | 0 | 0
2023-02-13 05:30 | 12 | 0 | 0 | 0 | 0 | 0 | 0 | 290 | 0 | 0 | 0 | 0 | 0 | 0 | 0
2023-02-13 06:00 | 13 | 0 | 0 | 0 | 0 | 0 | 0 | 290 | 0 | 0 | 0 | 0 | 0 | 0 | 0
2023-02-13 06:30 | 14 | 0 | 0 | 0 | 0 | 0 | 0 | 290 | 0 | 0 | 0 | 0 | 0 | 0 | 0
2023-02-13 07:00 | 15 | 0 | 0 | 0 | 0 | 0 | 0 | 290 | 0 | 0 | 0 | 0 | 0 | 0 | 0
2023-02-13 07:30 | 16 | 0 | 0 | 0 | 0 | 0 | 0 | 290 | 0 | 0 | 0 | 0 | 0 | 0 | 0
2023-02-13 08:00 | 17 | 0 | 0 | 0 | 0 | 0 | 0 | 290 | 0 | 0 | 0 | 0 | 0 | 0 | 0
2023-02-13 08:30 | 18 | 0 | 0 | 0 | 0 | 0 | 0 | 290 | 0 | 0 | 0 | 0 | 0 | 0 | 0
2023-02-13 09:00 | 19 | 0 | 0 | 0 | 0 | 0 | 0 | 290 | 0 | 0 | 0 | 0 | 0 | 0 | 0
2023-02-13 09:30 | 20 | 0 | 0 | 0 | 0 | 0 | 0 | 290 | 0 | 0 | 0 | 0 | 0 | 0 | 0
2023-02-13 10:00 | 21 | 0 | 0 | 0 | 0 | 0 | 0 | 190 | 0 | 0 | 0 | 0 | 0 | 0 | 0
2023-02-13 10:30 | 22 | 0 | 0 | 0 | 0 | 0 | 0 | 190 | 0 | 0 | 0 | 0 | 0 | 0 | 0
2023-02-13 11:00 | 23 | 0 | 0 | 0 | 0 | 0 | 0 | 190 | 0 | 0 | 0 | 0 | 0 | 0 | 0
2023-02-13 11:30 | 24 | 0 | 0 | 0 | 0 | 0 | 0 | 190 | 0 | 0 | 0 | 0 | 0 | 0 | 0
2023-02-13 12:00 | 1 | 0 | 0 | 0 | 0 | 0 | 0 | 190 | 0 | 0 | 0 | 0 | 0 | 0 | 0
2023-02-13 12:30 | 2 | 0 | 0 | 0 | 0 | 0 | 0 | 190 | 0 | 0 | 0 | 0 | 0 | 0 | 0
2023-02-13 13:00 | 3 | 0 | 0 | 0 | 0 | 0 | 0 | 190 | 0 | 0 | 0 | 0 | 0 | 0 | 0
2023-02-13 13:30 | 4 | 0 | 0 | 0 | 0 | 0 | 0 | 190 | 0 | 0 | 0 | 0 | 0 | 0 | 0
2023-02-13 14:00 | 5 | 0 | 0 | 0 | 0 | 0 | 0 | 190 | 0 | 0 | 0 | 0 | 0 | 0 | 0
2023-02-13 14:30 | 6 | 0 | 0 | 0 | 0 | 0 | 0 | 190 | 0 | 0 | 0 | 0 | 0 | 0 | 0
2023-02-13 15:00 | 7 | 0 | 0 | 0 | 0 | 0 | 0 | 190 | 0 | 0 | 0 | 0 | 0 | 0 | 0
2023-02-13 15:30 | 8 | 0 | 0 | 0 | 0 | 0 | 0 | 190 | 0 | 0 | 0 | 0 | 0 | 0 | 0
2023-02-13 16:00 | 9 | 0 | 0 | 0 | 0 | 0 | 0 | 190 | 0 | 0 | 0 | 0 | 0 | 0 | 0
2023-02-13 16:30 | 10 | 0 | 0 | 0 | 0 | 0 | 0 | 190 | 0 | 0 | 0 | 0 | 0 | 0 | 0
2023-02-13 17:00 | 11 | 0 | 0 | 0 | 0 | 0 | 0 | 190 | 0 | 0 | 0 | 0 | 0 | 0 | 0
2023-02-13 17:30 | 12 | 0 | 0 | 0 | 0 | 0 | 0 | 290 | 0 | 0 | 0 | 0 | 0 | 0 | 0
2023-02-13 18:00 | 13 | 0 | 0 | 0 | 0 | 0 | 0 | 290 | 0 | 0 | 0 | 0 | 0 | 0 | 0
2023-02-13 18:30 | 14 | 0 | 0 | 0 | 0 | 0 | 0 | 290 | 0 | 0 | 0 | 0 | 0 | 0 | 0
2023-02-13 19:00 | 15 | 0 | 0 | 0 | 0 | 0 | 0 | 290 | 0 | 0 | 0 | 0 | 0 | 0 | 0
2023-02-13 19:30 | 16 | 0 | 0 | 0 | 0 | 0 | 0 | 290 | 0 | 0 | 0 | 0 | 0 | 0 | 0
2023-02-13 20:00 | 17 | 0 | 0 | 0 | 0 | 0 | 0 | 290 | 0 | 0 | 0 | 0 | 0 | 0 | 0
2023-02-13 20:30 | 18 | 0 | 0 | 0 | 0 | 0 | 0 | 290 | 0 | 0 | 0 | 0 | 0 | 0 | 0
2023-02-13 21:00 | 19 | 0 | 0 | 0 | 0 | 0 | 0 | 290 | 0 | 0 | 0 | 0 | 0 | 0 | 0
2023-02-13 21:30 | 20 | 0 | 0 | 0 | 0 | 0 | 0 | 290 | 0 | 0 | 0 | 0 | 0 | 0 | 0
2023-02-13 22:00 | 21 | 0 | 0 | 0 | 0 | 0 | 0 | 190 | 0 | 0 | 0 | 0 | 0 | 0 | 0
2023-02-13 22:30 | 22 | 0 | 0 | 0 | 0 | 0 | 0 | 190 | 0 | 0 | 0 | 0 | 0 | 0 | 0
2023-02-13 23:00 | 23 | 0 | 0 | 0 | 0 | 0 | 0 | 190 | 0 | 0 | 0 | 0 | 0 | 0 | 0
2023-02-13 23:30 | 24 | 0 | 0 | 0 | 0 | 0 | 0 | 190 | 0 | 0 | 0 | 0 | 0 | 0 | 0
2023-02-14 | 1 | 0 | 0 | 0 | 0 | 0 | 0 | 190 | 0 | 0 | 0 | 0 | 0 | 0 | 0
2023-02-14 00:30 | 2 | 0 | 0 | 0 | 0 | 0 | 0 | 190 | 0 | 0 | 0 | 0 | 0 | 0 | 0
2023-02-14 01:00 | 3 | 0 | 0 | 0 | 0 | 0 | 0 | 190 | 0 | 0 | 0 | 0 | 0 | 0 | 0
2023-02-14 01:30 | 4 | 0 | 0 | 0 | 0 | 0 | 0 | 190 | 0 | 0 | 0 | 0 | 0 | 0 | 0
2023-02-14 02:00 | 5 | 0 | 0 | 0 | 0 | 0 | 0 | 190 | 0 | 0 | 0 | 0 | 0 | 0 | 0
2023-02-14 02:30 | 6 | 0 | 0 | 0 | 0 | 0 | 0 | 190 | 0 | 0 | 0 | 0 | 0 | 0 | 0
2023-02-14 03:00 | 7 | 0 | 0 | 0 | 0 | 0 | 0 | 190 | 0 | 0 | 0 | 0 | 0 | 0 | 0
2023-02-14 03:30 | 8 | 0 | 0 | 0 | 0 | 0 | 0 | 190 | 0 | 0 | 0 | 0 | 0 | 0 | 0
2023-02-14 04:00 | 9 | 0 | 0 | 0 | 0 | 0 | 0 | 190 | 0 | 0 | 0 | 0 | 0 | 0 | 0
2023-02-14 04:30 | 10 | 0 | 0 | 0 | 0 | 0 | 0 | 190 | 0 | 0 | 0 | 0 | 0 | 0 | 0
2023-02-14 05:00 | 11 | 0 | 0 | 0 | 0 | 0 | 0 | 190 | 0 | 0 | 0 | 0 | 0 | 0 | 0
2023-02-14 05:30 | 12 | 0 | 0 | 0 | 0 | 0 | 0 | 290 | 0 | 0 | 0 | 0 | 0 | 0 | 0
2023-02-14 06:00 | 13 | 0 | 0 | 0 | 0 | 0 | 0 | 290 | 0 | 0 | 0 | 0 | 0 | 0 | 0
2023-02-14 06:30 | 14 | 0 | 0 | 0 | 0 | 0 | 0 | 290 | 0 | 0 | 0 | 0 | 0 | 0 | 0
2023-02-14 07:00 | 15 | 0 | 0 | 0 | 0 | 0 | 0 | 290 | 0 | 0 | 0 | 0 | 0 | 0 | 0
2023-02-14 07:30 | 16 | 0 | 0 | 0 | 0 | 0 | 0 | 290 | 0 | 0 | 0 | 0 | 0 | 0 | 0
2023-02-14 08:00 | 17 | 0 | 0 | 0 | 0 | 0 | 0 | 290 | 0 | 0 | 0 | 0 | 0 | 0 | 0
2023-02-14 08:30 | 18 | 0 | 0 | 0 | 0 | 0 | 0 | 290 | 0 | 0 | 0 | 0 | 0 | 0 | 0
2023-02-14 09:00 | 19 | 0 | 0 | 0 | 0 | 0 | 0 | 290 | 0 | 0 | 0 | 0 | 0 | 0 | 0
2023-02-14 09:30 | 20 | 0 | 0 | 0 | 0 | 0 | 0 | 290 | 0 | 0 | 0 | 0 | 0 | 0 | 0
2023-02-14 10:00 | 21 | 0 | 0 | 0 | 0 | 0 | 0 | 190 | 0 | 0 | 0 | 0 | 0 | 0 | 0
2023-02-14 10:30 | 22 | 0 | 0 | 0 | 0 | 0 | 0 | 190 | 0 | 0 | 0 | 0 | 0 | 0 | 0
2023-02-14 11:00 | 23 | 0 | 0 | 0 | 0 | 0 | 0 | 190 | 0 | 0 | 0 | 0 | 0 | 0 | 0
2023-02-14 11:30 | 24 | 0 | 0 | 0 | 0 | 0 | 0 | 190 | 0 | 0 | 0 | 0 | 0 | 0 | 0
2023-02-14 12:00 | 1 | 0 | 0 | 0 | 0 | 0 | 0 | 190 | 0 | 0 | 0 | 0 | 0 | 0 | 0
2023-02-14 12:30 | 2 | 0 | 0 | 0 | 0 | 0 | 0 | 190 | 0 | 0 | 0 | 0 | 0 | 0 | 0
2023-02-14 13:00 | 3 | 0 | 0 | 0 | 0 | 0 | 0 | 190 | 0 | 0 | 0 | 0 | 0 | 0 | 0
2023-02-14 13:30 | 4 | 0 | 0 | 0 | 0 | 0 | 0 | 190 | 0 | 0 | 0 | 0 | 0 | 0 | 0
2023-02-14 14:00 | 5 | 0 | 0 | 0 | 0 | 0 | 0 | 190 | 0 | 0 | 0 | 0 | 0 | 0 | 0
2023-02-14 14:30 | 6 | 0 | 0 | 0 | 0 | 0 | 0 | 190 | 0 | 0 | 0 | 0 | 0 | 0 | 0
2023-02-14 15:00 | 7 | 0 | 0 | 0 | 0 | 0 | 0 | 190 | 0 | 0 | 0 | 0 | 0 | 0 | 0
2023-02-14 15:30 | 8 | 0 | 0 | 0 | 0 | 0 | 0 | 190 | 0 | 0 | 0 | 0 | 0 | 0 | 0
2023-02-14 16:00 | 9 | 0 | 0 | 0 | 0 | 0 | 0 | 190 | 0 | 0 | 0 | 0 | 0 | 0 | 0
2023-02-14 16:30 | 10 | 0 | 0 | 0 | 0 | 0 | 0 | 190 | 0 | 0 | 0 | 0 | 0 | 0 | 0
2023-02-14 17:00 | 11 | 0 | 0 | 0 | 0 | 0 | 0 | 190 | 0 | 0 | 0 | 0 | 0 | 0 | 0
2023-02-14 17:30 | 12 | 0 | 0 | 0 | 0 | 0 | 0 | 290 | 0 | 0 | 0 | 0 | 0 | 0 | 0
2023-02-14 18:00 | 13 | 0 | 0 | 0 | 0 | 0 | 0 | 290 | 0 | 0 | 0 | 0 | 0 | 0 | 0
2023-02-14 18:30 | 14 | 0 | 0 | 0 | 0 | 0 | 0 | 290 | 0 | 0 | 0 | 0 | 0 | 0 | 0
2023-02-14 19:00 | 15 | 0 | 0 | 0 | 0 | 0 | 0 | 290 | 0 | 0 | 0 | 0 | 0 | 0 | 0
2023-02-14 19:30 | 16 | 0 | 0 | 0 | 0 | 0 | 0 | 290 | 0 | 0 | 0 | 0 | 0 | 0 | 0
2023-02-14 20:00 | 17 | 0 | 0 | 0 | 0 | 0 | 0 | 290 | 0 | 0 | 0 | 0 | 0 | 0 | 0
2023-02-14 20:30 | 18 | 0 | 0 | 0 | 0 | 0 | 0 | 290 | 0 | 0 | 0 | 0 | 0 | 0 | 0
2023-02-14 21:00 | 19 | 0 | 0 | 0 | 0 | 0 | 0 | 290 | 0 | 0 | 0 | 0 | 0 | 0 | 0
2023-02-14 21:30 | 20 | 0 | 0 | 0 | 0 | 0 | 0 | 290 | 0 | 0 | 0 | 0 | 0 | 0 | 0
2023-02-14 22:00 | 21 | 0 | 0 | 0 | 0 | 0 | 0 | 190 | 0 | 0 | 0 | 0 | 0 | 0 | 0
2023-02-14 22:30 | 22 | 0 | 0 | 0 | 0 | 0 | 0 | 190 | 0 | 0 | 0 | 0 | 0 | 0 | 0
2023-02-14 23:00 | 23 | 0 | 0 | 0 | 0 | 0 | 0 | 190 | 0 | 0 | 0 | 0 | 0 | 0 | 0
2023-02-14 23:30 | 24 | 0 | 0 | 0 | 0 | 0 | 0 | 190 | 0 | 0 | 0 | 0 | 0 | 0 | 0
2023-02-15 | 1 | 0 | 0 | 0 | 0 | 0 | 0 | 190 | 0 | 0 | 0 | 0 | 0 | 0 | 0
2023-02-15 00:30 | 2 | 0 | 0 | 0 | 0 | 0 | 0 | 190 | 0 | 0 | 0 | 0 | 0 | 0 | 0
2023-02-15 01:00 | 3 | 0 | 0 | 0 | 0 | 0 | 0 | 190 | 0 | 0 | 0 | 0 | 0 | 0 | 0
2023-02-15 01:30 | 4 | 0 | 0 | 0 | 0 | 0 | 0 | 190 | 0 | 0 | 0 | 0 | 0 | 0 | 0
2023-02-15 02:00 | 5 | 0 | 0 | 0 | 0 | 0 | 0 | 190 | 0 | 0 | 0 | 0 | 0 | 0 | 0
2023-02-15 02:30 | 6 | 0 | 0 | 0 | 0 | 0 | 0 | 190 | 0 | 0 | 0 | 0 | 0 | 0 | 0
2023-02-15 03:00 | 7 | 0 | 0 | 0 | 0 | 0 | 0 | 190 | 0 | 0 | 0 | 0 | 0 | 0 | 0
2023-02-15 03:30 | 8 | 0 | 0 | 0 | 0 | 0 | 0 | 190 | 0 | 0 | 0 | 0 | 0 | 0 | 0
2023-02-15 04:00 | 9 | 0 | 0 | 0 | 0 | 0 | 0 | 190 | 0 | 0 | 0 | 0 | 0 | 0 | 0
2023-02-15 04:30 | 10 | 0 | 0 | 0 | 0 | 0 | 0 | 190 | 0 | 0 | 0 | 0 | 0 | 0 | 0
2023-02-15 05:00 | 11 | 0 | 0 | 0 | 0 | 0 | 0 | 190 | 0 | 0 | 0 | 0 | 0 | 0 | 0
2023-02-15 05:30 | 12 | 0 | 0 | 0 | 0 | 0 | 0 | 290 | 0 | 0 | 0 | 0 | 0 | 0 | 0
2023-02-15 06:00 | 13 | 0 | 0 | 0 | 0 | 0 | 0 | 290 | 0 | 0 | 0 | 0 | 0 | 0 | 0
2023-02-15 06:30 | 14 | 0 | 0 | 0 | 0 | 0 | 0 | 290 | 0 | 0 | 0 | 0 | 0 | 0 | 0
2023-02-15 07:00 | 15 | 0 | 0 | 0 | 0 | 0 | 0 | 290 | 0 | 0 | 0 | 0 | 0 | 0 | 0
2023-02-15 07:30 | 16 | 0 | 0 | 0 | 0 | 0 | 0 | 290 | 0 | 0 | 0 | 0 | 0 | 0 | 0
2023-02-15 08:00 | 17 | 0 | 0 | 0 | 0 | 0 | 0 | 290 | 0 | 0 | 0 | 0 | 0 | 0 | 0
2023-02-15 08:30 | 18 | 0 | 0 | 0 | 0 | 0 | 0 | 290 | 0 | 0 | 0 | 0 | 0 | 0 | 0
2023-02-15 09:00 | 19 | 0 | 0 | 0 | 0 | 0 | 0 | 290 | 0 | 0 | 0 | 0 | 0 | 0 | 0
2023-02-15 09:30 | 20 | 0 | 0 | 0 | 0 | 0 | 0 | 290 | 0 | 0 | 0 | 0 | 0 | 0 | 0
2023-02-15 10:00 | 21 | 0 | 0 | 0 | 0 | 0 | 0 | 190 | 0 | 0 | 0 | 0 | 0 | 0 | 0
2023-02-15 10:30 | 22 | 0 | 0 | 0 | 0 | 0 | 0 | 190 | 0 | 0 | 0 | 0 | 0 | 0 | 0
2023-02-15 11:00 | 23 | 0 | 0 | 0 | 0 | 0 | 0 | 190 | 0 | 0 | 0 | 0 | 0 | 0 | 0
2023-02-15 11:30 | 24 | 0 | 0 | 0 | 0 | 0 | 0 | 190 | 0 | 0 | 0 | 0 | 0 | 0 | 0
2023-02-15 12:00 | 1 | 0 | 0 | 0 | 0 | 0 | 0 | 190 | 0 | 0 | 0 | 0 | 0 | 0 | 0
2023-02-15 12:30 | 2 | 0 | 0 | 0 | 0 | 0 | 0 | 190 | 0 | 0 | 0 | 0 | 0 | 0 | 0
2023-02-15 13:00 | 3 | 0 | 0 | 0 | 0 | 0 | 0 | 190 | 0 | 0 | 0 | 0 | 0 | 0 | 0
2023-02-15 13:30 | 4 | 0 | 0 | 0 | 0 | 0 | 0 | 190 | 0 | 0 | 0 | 0 | 0 | 0 | 0
2023-02-15 14:00 | 5 | 0 | 0 | 0 | 0 | 0 | 0 | 190 | 0 | 0 | 0 | 0 | 0 | 0 | 0
2023-02-15 14:30 | 6 | 0 | 0 | 0 | 0 | 0 | 0 | 190 | 0 | 0 | 0 | 0 | 0 | 0 | 0
2023-02-15 15:00 | 7 | 0 | 0 | 0 | 0 | 0 | 0 | 190 | 0 | 0 | 0 | 0 | 0 | 0 | 0
2023-02-15 15:30 | 8 | 0 | 0 | 0 | 0 | 0 | 0 | 190 | 0 | 0 | 0 | 0 | 0 | 0 | 0
2023-02-15 16:00 | 9 | 0 | 0 | 0 | 0 | 0 | 0 | 190 | 0 | 0 | 0 | 0 | 0 | 0 | 0
2023-02-15 16:30 | 10 | 0 | 0 | 0 | 0 | 0 | 0 | 190 | 0 | 0 | 0 | 0 | 0 | 0 | 0
2023-02-15 17:00 | 11 | 0 | 0 | 0 | 0 | 0 | 0 | 190 | 0 | 0 | 0 | 0 | 0 | 0 | 0
2023-02-15 17:30 | 12 | 0 | 0 | 0 | 0 | 0 | 0 | 290 | 0 | 0 | 0 | 0 | 0 | 0 | 0
2023-02-15 18:00 | 13 | 0 | 0 | 0 | 0 | 0 | 0 | 290 | 0 | 0 | 0 | 0 | 0 | 0 | 0
2023-02-15 18:30 | 14 | 0 | 0 | 0 | 0 | 0 | 0 | 290 | 0 | 0 | 0 | 0 | 0 | 0 | 0
2023-02-15 19:00 | 15 | 0 | 0 | 0 | 0 | 0 | 0 | 290 | 0 | 0 | 0 | 0 | 0 | 0 | 0
2023-02-15 19:30 | 16 | 0 | 0 | 0 | 0 | 0 | 0 | 290 | 0 | 0 | 0 | 0 | 0 | 0 | 0
2023-02-15 20:00 | 17 | 0 | 0 | 0 | 0 | 0 | 0 | 290 | 0 | 0 | 0 | 0 | 0 | 0 | 0
2023-02-15 20:30 | 18 | 0 | 0 | 0 | 0 | 0 | 0 | 290 | 0 | 0 | 0 | 0 | 0 | 0 | 0
2023-02-15 21:00 | 19 | 0 | 0 | 0 | 0 | 0 | 0 | 290 | 0 | 0 | 0 | 0 | 0 | 0 | 0
2023-02-15 21:30 | 20 | 0 | 0 | 0 | 0 | 0 | 0 | 290 | 0 | 0 | 0 | 0 | 0 | 0 | 0
2023-02-15 22:00 | 21 | 0 | 0 | 0 | 0 | 0 | 0 | 190 | 0 | 0 | 0 | 0 | 0 | 0 | 0
2023-02-15 22:30 | 22 | 0 | 0 | 0 | 0 | 0 | 0 | 190 | 0 | 0 | 0 | 0 | 0 | 0 | 0
2023-02-15 23:00 | 23 | 0 | 0 | 0 | 0 | 0 | 0 | 190 | 0 | 0 | 0 | 0 | 0 | 0 | 0
2023-02-15 23:30 | 24 | 0 | 0 | 0 | 0 | 0 | 0 | 190 | 0 | 0 | 0 | 0 | 0 | 0 | 0
2023-02-16 | 1 | 0 | 0 | 0 | 0 | 0 | 0 | 190 | 0 | 0 | 0 | 0 | 0 | 0 | 0
2023-02-16 00:30 | 2 | 0 | 0 | 0 | 0 | 0 | 0 | 190 | 0 | 0 | 0 | 0 | 0 | 0 | 0
2023-02-16 01:00 | 3 | 0 | 0 | 0 | 0 | 0 | 0 | 190 | 0 | 0 | 0 | 0 | 0 | 0 | 0
2023-02-16 01:30 | 4 | 0 | 0 | 0 | 0 | 0 | 0 | 190 | 0 | 0 | 0 | 0 | 0 | 0 | 0
2023-02-16 02:00 | 5 | 0 | 0 | 0 | 0 | 0 | 0 | 190 | 0 | 0 | 0 | 0 | 0 | 0 | 0
2023-02-16 02:30 | 6 | 0 | 0 | 0 | 0 | 0 | 0 | 190 | 0 | 0 | 0 | 0 | 0 | 0 | 0
2023-02-16 03:00 | 7 | 0 | 0 | 0 | 0 | 0 | 0 | 190 | 0 | 0 | 0 | 0 | 0 | 0 | 0
2023-02-16 03:30 | 8 | 0 | 0 | 0 | 0 | 0 | 0 | 190 | 0 | 0 | 0 | 0 | 0 | 0 | 0
2023-02-16 04:00 | 9 | 0 | 0 | 0 | 0 | 0 | 0 | 190 | 0 | 0 | 0 | 0 | 0 | 0 | 0
2023-02-16 04:30 | 10 | 0 | 0 | 0 | 0 | 0 | 0 | 190 | 0 | 0 | 0 | 0 | 0 | 0 | 0
2023-02-16 05:00 | 11 | 0 | 0 | 0 | 0 | 0 | 0 | 190 | 0 | 0 | 0 | 0 | 0 | 0 | 0
2023-02-16 05:30 | 12 | 0 | 0 | 0 | 0 | 0 | 0 | 290 | 0 | 0 | 0 | 0 | 0 | 0 | 0
2023-02-16 06:00 | 13 | 0 | 0 | 0 | 0 | 0 | 0 | 290 | 0 | 0 | 0 | 0 | 0 | 0 | 0
2023-02-16 06:30 | 14 | 0 | 0 | 0 | 0 | 0 | 0 | 290 | 0 | 0 | 0 | 0 | 0 | 0 | 0
2023-02-16 07:00 | 15 | 0 | 0 | 0 | 0 | 0 | 0 | 290 | 0 | 0 | 0 | 0 | 0 | 0 | 0
2023-02-16 07:30 | 16 | 0 | 0 | 0 | 0 | 0 | 0 | 290 | 0 | 0 | 0 | 0 | 0 | 0 | 0
2023-02-16 08:00 | 17 | 0 | 0 | 0 | 0 | 0 | 0 | 290 | 0 | 0 | 0 | 0 | 0 | 0 | 0
2023-02-16 08:30 | 18 | 0 | 0 | 0 | 0 | 0 | 0 | 290 | 0 | 0 | 0 | 0 | 0 | 0 | 0
2023-02-16 09:00 | 19 | 0 | 0 | 0 | 0 | 0 | 0 | 290 | 0 | 0 | 0 | 0 | 0 | 0 | 0
2023-02-16 09:30 | 20 | 0 | 0 | 0 | 0 | 0 | 0 | 290 | 0 | 0 | 0 | 0 | 0 | 0 | 0
2023-02-16 10:00 | 21 | 0 | 0 | 0 | 0 | 0 | 0 | 190 | 0 | 0 | 0 | 0 | 0 | 0 | 0
2023-02-16 10:30 | 22 | 0 | 0 | 0 | 0 | 0 | 0 | 190 | 0 | 0 | 0 | 0 | 0 | 0 | 0
2023-02-16 11:00 | 23 | 0 | 0 | 0 | 0 | 0 | 0 | 190 | 0 | 0 | 0 | 0 | 0 | 0 | 0
2023-02-16 11:30 | 24 | 0 | 0 | 0 | 0 | 0 | 0 | 190 | 0 | 0 | 0 | 0 | 0 | 0 | 0
2023-02-16 12:00 | 1 | 0 | 0 | 0 | 0 | 0 | 0 | 190 | 0 | 0 | 0 | 0 | 0 | 0 | 0
2023-02-16 12:30 | 2 | 0 | 0 | 0 | 0 | 0 | 0 | 190 | 0 | 0 | 0 | 0 | 0 | 0 | 0
2023-02-16 13:00 | 3 | 0 | 0 | 0 | 0 | 0 | 0 | 190 | 0 | 0 | 0 | 0 | 0 | 0 | 0
2023-02-16 13:30 | 4 | 0 | 0 | 0 | 0 | 0 | 0 | 190 | 0 | 0 | 0 | 0 | 0 | 0 | 0
2023-02-16 14:00 | 5 | 0 | 0 | 0 | 0 | 0 | 0 | 190 | 0 | 0 | 0 | 0 | 0 | 0 | 0
2023-02-16 14:30 | 6 | 0 | 0 | 0 | 0 | 0 | 0 | 190 | 0 | 0 | 0 | 0 | 0 | 0 | 0
2023-02-16 15:00 | 7 | 0 | 0 | 0 | 0 | 0 | 0 | 190 | 0 | 0 | 0 | 0 | 0 | 0 | 0
2023-02-16 15:30 | 8 | 0 | 0 | 0 | 0 | 0 | 0 | 190 | 0 | 0 | 0 | 0 | 0 | 0 | 0
2023-02-16 16:00 | 9 | 0 | 0 | 0 | 0 | 0 | 0 | 190 | 0 | 0 | 0 | 0 | 0 | 0 | 0
2023-02-16 16:30 | 10 | 0 | 0 | 0 | 0 | 0 | 0 | 190 | 0 | 0 | 0 | 0 | 0 | 0 | 0
2023-02-16 17:00 | 11 | 0 | 0 | 0 | 0 | 0 | 0 | 190 | 0 | 0 | 0 | 0 | 0 | 0 | 0
2023-02-16 17:30 | 12 | 0 | 0 | 0 | 0 | 0 | 0 | 290 | 0 | 0 | 0 | 0 | 0 | 0 | 0
2023-02-16 18:00 | 13 | 0 | 0 | 0 | 0 | 0 | 0 | 290 | 0 | 0 | 0 | 0 | 0 | 0 | 0
2023-02-16 18:30 | 14 | 0 | 0 | 0 | 0 | 0 | 0 | 290 | 0 | 0 | 0 | 0 | 0 | 0 | 0
2023-02-16 19:00 | 15 | 0 | 0 | 0 | 0 | 0 | 0 | 290 | 0 | 0 | 0 | 0 | 0 | 0 | 0
2023-02-16 19:30 | 16 | 0 | 0 | 0 | 0 | 0 | 0 | 290 | 0 | 0 | 0 | 0 | 0 | 0 | 0
2023-02-16 20:00 | 17 | 0 | 0 | 0 | 0 | 0 | 0 | 290 | 0 | 0 | 0 | 0 | 0 | 0 | 0
2023-02-16 20:30 | 18 | 0 | 0 | 0 | 0 | 0 | 0 | 290 | 0 | 0 | 0 | 0 | 0 | 0 | 0
2023-02-16 21:00 | 19 | 0 | 0 | 0 | 0 | 0 | 0 | 290 | 0 | 0 | 0 | 0 | 0 | 0 | 0
2023-02-16 21:30 | 20 | 0 | 0 | 0 | 0 | 0 | 0 | 290 | 0 | 0 | 0 | 0 | 0 | 0 | 0
2023-02-16 22:00 | 21 | 0 | 0 | 0 | 0 | 0 | 0 | 190 | 0 | 0 | 0 | 0 | 0 | 0 | 0
2023-02-16 22:30 | 22 | 0 | 0 | 0 | 0 | 0 | 0 | 190 | 0 | 0 | 0 | 0 | 0 | 0 | 0
2023-02-16 23:00 | 23 | 0 | 0 | 0 | 0 | 0 | 0 | 190 | 0 | 0 | 0 | 0 | 0 | 0 | 0
2023-02-16 23:30 | 24 | 0 | 0 | 0 | 0 | 0 | 0 | 190 | 0 | 0 | 0 | 0 | 0 | 0 | 0
2023-02-17 | 1 | 0 | 0 | 0 | 0 | 0 | 0 | 190 | 0 | 0 | 0 | 0 | 0 | 0 | 0
2023-02-17 00:30 | 2 | 0 | 0 | 0 | 0 | 0 | 0 | 190 | 0 | 0 | 0 | 0 | 0 | 0 | 0
2023-02-17 01:00 | 3 | 0 | 0 | 0 | 0 | 0 | 0 | 190 | 0 | 0 | 0 | 0 | 0 | 0 | 0
2023-02-17 01:30 | 4 | 0 | 0 | 0 | 0 | 0 | 0 | 190 | 0 | 0 | 0 | 0 | 0 | 0 | 0
2023-02-17 02:00 | 5 | 0 | 0 | 0 | 0 | 0 | 0 | 190 | 0 | 0 | 0 | 0 | 0 | 0 | 0
2023-02-17 02:30 | 6 | 0 | 0 | 0 | 0 | 0 | 0 | 190 | 0 | 0 | 0 | 0 | 0 | 0 | 0
2023-02-17 03:00 | 7 | 0 | 0 | 0 | 0 | 0 | 0 | 190 | 0 | 0 | 0 | 0 | 0 | 0 | 0
2023-02-17 03:30 | 8 | 0 | 0 | 0 | 0 | 0 | 0 | 190 | 0 | 0 | 0 | 0 | 0 | 0 | 0
2023-02-17 04:00 | 9 | 0 | 0 | 0 | 0 | 0 | 0 | 190 | 0 | 0 | 0 | 0 | 0 | 0 | 0
2023-02-17 04:30 | 10 | 0 | 0 | 0 | 0 | 0 | 0 | 190 | 0 | 0 | 0 | 0 | 0 | 0 | 0
2023-02-17 05:00 | 11 | 0 | 0 | 0 | 0 | 0 | 0 | 190 | 0 | 0 | 0 | 0 | 0 | 0 | 0
2023-02-17 05:30 | 12 | 0 | 0 | 0 | 0 | 0 | 0 | 290 | 0 | 0 | 0 | 0 | 0 | 0 | 0
2023-02-17 06:00 | 13 | 0 | 0 | 0 | 0 | 0 | 0 | 290 | 0 | 0 | 0 | 0 | 0 | 0 | 0
2023-02-17 06:30 | 14 | 0 | 0 | 0 | 0 | 0 | 0 | 290 | 0 | 0 | 0 | 0 | 0 | 0 | 0
2023-02-17 07:00 | 15 | 0 | 0 | 0 | 0 | 0 | 0 | 290 | 0 | 0 | 0 | 0 | 0 | 0 | 0
2023-02-17 07:30 | 16 | 0 | 0 | 0 | 0 | 0 | 0 | 290 | 0 | 0 | 0 | 0 | 0 | 0 | 0
2023-02-17 08:00 | 17 | 0 | 0 | 0 | 0 | 0 | 0 | 290 | 0 | 0 | 0 | 0 | 0 | 0 | 0
2023-02-17 08:30 | 18 | 0 | 0 | 0 | 0 | 0 | 0 | 290 | 0 | 0 | 0 | 0 | 0 | 0 | 0
2023-02-17 09:00 | 19 | 0 | 0 | 0 | 0 | 0 | 0 | 290 | 0 | 0 | 0 | 0 | 0 | 0 | 0
2023-02-17 09:30 | 20 | 0 | 0 | 0 | 0 | 0 | 0 | 290 | 0 | 0 | 0 | 0 | 0 | 0 | 0
2023-02-17 10:00 | 21 | 0 | 0 | 0 | 0 | 0 | 0 | 190 | 0 | 0 | 0 | 0 | 0 | 0 | 0
2023-02-17 10:30 | 22 | 0 | 0 | 0 | 0 | 0 | 0 | 190 | 0 | 0 | 0 | 0 | 0 | 0 | 0
2023-02-17 11:00 | 23 | 0 | 0 | 0 | 0 | 0 | 0 | 190 | 0 | 0 | 0 | 0 | 0 | 0 | 0
2023-02-17 11:30 | 24 | 0 | 0 | 0 | 0 | 0 | 0 | 190 | 0 | 0 | 0 | 0 | 0 | 0 | 0
2023-02-17 12:00 | 1 | 0 | 0 | 0 | 0 | 0 | 0 | 190 | 0 | 0 | 0 | 0 | 0 | 0 | 0
2023-02-17 12:30 | 2 | 0 | 0 | 0 | 0 | 0 | 0 | 190 | 0 | 0 | 0 | 0 | 0 | 0 | 0
2023-02-17 13:00 | 3 | 0 | 0 | 0 | 0 | 0 | 0 | 190 | 0 | 0 | 0 | 0 | 0 | 0 | 0
2023-02-17 13:30 | 4 | 0 | 0 | 0 | 0 | 0 | 0 | 190 | 0 | 0 | 0 | 0 | 0 | 0 | 0
2023-02-17 14:00 | 5 | 0 | 0 | 0 | 0 | 0 | 0 | 190 | 0 | 0 | 0 | 0 | 0 | 0 | 0
2023-02-17 14:30 | 6 | 0 | 0 | 0 | 0 | 0 | 0 | 190 | 0 | 0 | 0 | 0 | 0 | 0 | 0
2023-02-17 15:00 | 7 | 0 | 0 | 0 | 0 | 0 | 0 | 190 | 0 | 0 | 0 | 0 | 0 | 0 | 0
2023-02-17 15:30 | 8 | 0 | 0 | 0 | 0 | 0 | 0 | 190 | 0 | 0 | 0 | 0 | 0 | 0 | 0
2023-02-17 16:00 | 9 | 0 | 0 | 0 | 0 | 0 | 0 | 190 | 0 | 0 | 0 | 0 | 0 | 0 | 0
2023-02-17 16:30 | 10 | 0 | 0 | 0 | 0 | 0 | 0 | 190 | 0 | 0 | 0 | 0 | 0 | 0 | 0
2023-02-17 17:00 | 11 | 0 | 0 | 0 | 0 | 0 | 0 | 190 | 0 | 0 | 0 | 0 | 0 | 0 | 0
2023-02-17 17:30 | 12 | 0 | 0 | 0 | 0 | 0 | 0 | 290 | 0 | 0 | 0 | 0 | 0 | 0 | 0
2023-02-17 18:00 | 13 | 0 | 0 | 0 | 0 | 0 | 0 | 290 | 0 | 0 | 0 | 0 | 0 | 0 | 0
2023-02-17 18:30 | 14 | 0 | 0 | 0 | 0 | 0 | 0 | 290 | 0 | 0 | 0 | 0 | 0 | 0 | 0
2023-02-17 19:00 | 15 | 0 | 0 | 0 | 0 | 0 | 0 | 290 | 0 | 0 | 0 | 0 | 0 | 0 | 0
2023-02-17 19:30 | 16 | 0 | 0 | 0 | 0 | 0 | 0 | 290 | 0 | 0 | 0 | 0 | 0 | 0 | 0
2023-02-17 20:00 | 17 | 0 | 0 | 0 | 0 | 0 | 0 | 290 | 0 | 0 | 0 | 0 | 0 | 0 | 0
2023-02-17 20:30 | 18 | 0 | 0 | 0 | 0 | 0 | 0 | 290 | 0 | 0 | 0 | 0 | 0 | 0 | 0
2023-02-17 21:00 | 19 | 0 | 0 | 0 | 0 | 0 | 0 | 290 | 0 | 0 | 0 | 0 | 0 | 0 | 0
2023-02-17 21:30 | 20 | 0 | 0 | 0 | 0 | 0 | 0 | 290 | 0 | 0 | 0 | 0 | 0 | 0 | 0
2023-02-17 22:00 | 21 | 0 | 0 | 0 | 0 | 0 | 0 | 190 | 0 | 0 | 0 | 0 | 0 | 0 | 0
2023-02-17 22:30 | 22 | 0 | 0 | 0 | 0 | 0 | 0 | 190 | 0 | 0 | 0 | 0 | 0 | 0 | 0
2023-02-17 23:00 | 23 | 0 | 0 | 0 | 0 | 0 | 0 | 190 | 0 | 0 | 0 | 0 | 0 | 0 | 0
2023-02-17 23:30 | 24 | 0 | 0 | 0 | 0 | 0 | 0 | 190 | 0 | 0 | 0 | 0 | 0 | 0 | 0
2023-02-18 | 1 | 0 | 0 | 0 | 0 | 0 | 0 | 190 | 0 | 0 | 0 | 0 | 0 | 0 | 0
2023-02-18 00:30 | 2 | 0 | 0 | 0 | 0 | 0 | 0 | 190 | 0 | 0 | 0 | 0 | 0 | 0 | 0
2023-02-18 01:00 | 3 | 0 | 0 | 0 | 0 | 0 | 0 | 190 | 0 | 0 | 0 | 0 | 0 | 0 | 0
2023-02-18 01:30 | 4 | 0 | 0 | 0 | 0 | 0 | 0 | 190 | 0 | 0 | 0 | 0 | 0 | 0 | 0
2023-02-18 02:00 | 5 | 0 | 0 | 0 | 0 | 0 | 0 | 190 | 0 | 0 | 0 | 0 | 0 | 0 | 0
2023-02-18 02:30 | 6 | 0 | 0 | 0 | 0 | 0 | 0 | 190 | 0 | 0 | 0 | 0 | 0 | 0 | 0
2023-02-18 03:00 | 7 | 0 | 0 | 0 | 0 | 0 | 0 | 190 | 0 | 0 | 0 | 0 | 0 | 0 | 0
2023-02-18 03:30 | 8 | 0 | 0 | 0 | 0 | 0 | 0 | 190 | 0 | 0 | 0 | 0 | 0 | 0 | 0
2023-02-18 04:00 | 9 | 0 | 0 | 0 | 0 | 0 | 0 | 190 | 0 | 0 | 0 | 0 | 0 | 0 | 0
2023-02-18 04:30 | 10 | 0 | 0 | 0 | 0 | 0 | 0 | 190 | 0 | 0 | 0 | 0 | 0 | 0 | 0
2023-02-18 05:00 | 11 | 0 | 0 | 0 | 0 | 0 | 0 | 190 | 0 | 0 | 0 | 0 | 0 | 0 | 0
2023-02-18 05:30 | 12 | 0 | 0 | 0 | 0 | 0 | 0 | 290 | 0 | 0 | 0 | 0 | 0 | 0 | 0
2023-02-18 06:00 | 13 | 0 | 0 | 0 | 0 | 0 | 0 | 290 | 0 | 0 | 0 | 0 | 0 | 0 | 0
2023-02-18 06:30 | 14 | 0 | 0 | 0 | 0 | 0 | 0 | 290 | 0 | 0 | 0 | 0 | 0 | 0 | 0
2023-02-18 07:00 | 15 | 0 | 0 | 0 | 0 | 0 | 0 | 290 | 0 | 0 | 0 | 0 | 0 | 0 | 0
2023-02-18 07:30 | 16 | 0 | 0 | 0 | 0 | 0 | 0 | 290 | 0 | 0 | 0 | 0 | 0 | 0 | 0
2023-02-18 08:00 | 17 | 0 | 0 | 0 | 0 | 0 | 0 | 290 | 0 | 0 | 0 | 0 | 0 | 0 | 0
2023-02-18 08:30 | 18 | 0 | 0 | 0 | 0 | 0 | 0 | 290 | 0 | 0 | 0 | 0 | 0 | 0 | 0
2023-02-18 09:00 | 19 | 0 | 0 | 0 | 0 | 0 | 0 | 290 | 0 | 0 | 0 | 0 | 0 | 0 | 0
2023-02-18 09:30 | 20 | 0 | 0 | 0 | 0 | 0 | 0 | 290 | 0 | 0 | 0 | 0 | 0 | 0 | 0
2023-02-18 10:00 | 21 | 0 | 0 | 0 | 0 | 0 | 0 | 190 | 0 | 0 | 0 | 0 | 0 | 0 | 0
2023-02-18 10:30 | 22 | 0 | 0 | 0 | 0 | 0 | 0 | 190 | 0 | 0 | 0 | 0 | 0 | 0 | 0
2023-02-18 11:00 | 23 | 0 | 0 | 0 | 0 | 0 | 0 | 190 | 0 | 0 | 0 | 0 | 0 | 0 | 0
2023-02-18 11:30 | 24 | 0 | 0 | 0 | 0 | 0 | 0 | 190 | 0 | 0 | 0 | 0 | 0 | 0 | 0
2023-02-18 12:00 | 1 | 0 | 0 | 0 | 0 | 0 | 0 | 190 | 0 | 0 | 0 | 0 | 0 | 0 | 0
2023-02-18 12:30 | 2 | 0 | 0 | 0 | 0 | 0 | 0 | 190 | 0 | 0 | 0 | 0 | 0 | 0 | 0
2023-02-18 13:00 | 3 | 0 | 0 | 0 | 0 | 0 | 0 | 190 | 0 | 0 | 0 | 0 | 0 | 0 | 0
2023-02-18 13:30 | 4 | 0 | 0 | 0 | 0 | 0 | 0 | 190 | 0 | 0 | 0 | 0 | 0 | 0 | 0
2023-02-18 14:00 | 5 | 0 | 0 | 0 | 0 | 0 | 0 | 190 | 0 | 0 | 0 | 0 | 0 | 0 | 0
2023-02-18 14:30 | 6 | 0 | 0 | 0 | 0 | 0 | 0 | 190 | 0 | 0 | 0 | 0 | 0 | 0 | 0
2023-02-18 15:00 | 7 | 0 | 0 | 0 | 0 | 0 | 0 | 190 | 0 | 0 | 0 | 0 | 0 | 0 | 0
2023-02-18 15:30 | 8 | 0 | 0 | 0 | 0 | 0 | 0 | 190 | 0 | 0 | 0 | 0 | 0 | 0 | 0
2023-02-18 16:00 | 9 | 0 | 0 | 0 | 0 | 0 | 0 | 190 | 0 | 0 | 0 | 0 | 0 | 0 | 0
2023-02-18 16:30 | 10 | 0 | 0 | 0 | 0 | 0 | 0 | 190 | 0 | 0 | 0 | 0 | 0 | 0 | 0
2023-02-18 17:00 | 11 | 0 | 0 | 0 | 0 | 0 | 0 | 190 | 0 | 0 | 0 | 0 | 0 | 0 | 0
2023-02-18 17:30 | 12 | 0 | 0 | 0 | 0 | 0 | 0 | 290 | 0 | 0 | 0 | 0 | 0 | 0 | 0
2023-02-18 18:00 | 13 | 0 | 0 | 0 | 0 | 0 | 0 | 290 | 0 | 0 | 0 | 0 | 0 | 0 | 0
2023-02-18 18:30 | 14 | 0 | 0 | 0 | 0 | 0 | 0 | 290 | 0 | 0 | 0 | 0 | 0 | 0 | 0
2023-02-18 19:00 | 15 | 0 | 0 | 0 | 0 | 0 | 0 | 290 | 0 | 0 | 0 | 0 | 0 | 0 | 0
2023-02-18 19:30 | 16 | 0 | 0 | 0 | 0 | 0 | 0 | 290 | 0 | 0 | 0 | 0 | 0 | 0 | 0
2023-02-18 20:00 | 17 | 0 | 0 | 0 | 0 | 0 | 0 | 290 | 0 | 0 | 0 | 0 | 0 | 0 | 0
2023-02-18 20:30 | 18 | 0 | 0 | 0 | 0 | 0 | 0 | 290 | 0 | 0 | 0 | 0 | 0 | 0 | 0
2023-02-18 21:00 | 19 | 0 | 0 | 0 | 0 | 0 | 0 | 290 | 0 | 0 | 0 | 0 | 0 | 0 | 0
2023-02-18 21:30 | 20 | 0 | 0 | 0 | 0 | 0 | 0 | 290 | 0 | 0 | 0 | 0 | 0 | 0 | 0
2023-02-18 22:00 | 21 | 0 | 0 | 0 | 0 | 0 | 0 | 190 | 0 | 0 | 0 | 0 | 0 | 0 | 0
2023-02-18 22:30 | 22 | 0 | 0 | 0 | 0 | 0 | 0 | 190 | 0 | 0 | 0 | 0 | 0 | 0 | 0
2023-02-18 23:00 | 23 | 0 | 0 | 0 | 0 | 0 | 0 | 190 | 0 | 0 | 0 | 0 | 0 | 0 | 0
2023-02-18 23:30 | 24 | 0 | 0 | 0 | 0 | 0 | 0 | 190 | 0 | 0 | 0 | 0 | 0 | 0 | 0
2023-02-19 | 1 | 0 | 0 | 0 | 0 | 0 | 0 | 190 | 0 | 0 | 0 | 0 | 0 | 0 | 0
2023-02-19 00:30 | 2 | 0 | 0 | 0 | 0 | 0 | 0 | 190 | 0 | 0 | 0 | 0 | 0 | 0 | 0
2023-02-19 01:00 | 3 | 0 | 0 | 0 | 0 | 0 | 0 | 190 | 0 | 0 | 0 | 0 | 0 | 0 | 0
2023-02-19 01:30 | 4 | 0 | 0 | 0 | 0 | 0 | 0 | 190 | 0 | 0 | 0 | 0 | 0 | 0 | 0
2023-02-19 02:00 | 5 | 0 | 0 | 0 | 0 | 0 | 0 | 190 | 0 | 0 | 0 | 0 | 0 | 0 | 0
2023-02-19 02:30 | 6 | 0 | 0 | 0 | 0 | 0 | 0 | 190 | 0 | 0 | 0 | 0 | 0 | 0 | 0
2023-02-19 03:00 | 7 | 0 | 0 | 0 | 0 | 0 | 0 | 190 | 0 | 0 | 0 | 0 | 0 | 0 | 0
2023-02-19 03:30 | 8 | 0 | 0 | 0 | 0 | 0 | 0 | 190 | 0 | 0 | 0 | 0 | 0 | 0 | 0
2023-02-19 04:00 | 9 | 0 | 0 | 0 | 0 | 0 | 0 | 190 | 0 | 0 | 0 | 0 | 0 | 0 | 0
2023-02-19 04:30 | 10 | 0 | 0 | 0 | 0 | 0 | 0 | 190 | 0 | 0 | 0 | 0 | 0 | 0 | 0
2023-02-19 05:00 | 11 | 0 | 0 | 0 | 0 | 0 | 0 | 190 | 0 | 0 | 0 | 0 | 0 | 0 | 0
2023-02-19 05:30 | 12 | 0 | 0 | 0 | 0 | 0 | 0 | 290 | 0 | 0 | 0 | 0 | 0 | 0 | 0
2023-02-19 06:00 | 13 | 0 | 0 | 0 | 0 | 0 | 0 | 290 | 0 | 0 | 0 | 0 | 0 | 0 | 0
2023-02-19 06:30 | 14 | 0 | 0 | 0 | 0 | 0 | 0 | 290 | 0 | 0 | 0 | 0 | 0 | 0 | 0
2023-02-19 07:00 | 15 | 0 | 0 | 0 | 0 | 0 | 0 | 290 | 0 | 0 | 0 | 0 | 0 | 0 | 0
2023-02-19 07:30 | 16 | 0 | 0 | 0 | 0 | 0 | 0 | 290 | 0 | 0 | 0 | 0 | 0 | 0 | 0
2023-02-19 08:00 | 17 | 0 | 0 | 0 | 0 | 0 | 0 | 290 | 0 | 0 | 0 | 0 | 0 | 0 | 0
2023-02-19 08:30 | 18 | 0 | 0 | 0 | 0 | 0 | 0 | 290 | 0 | 0 | 0 | 0 | 0 | 0 | 0
2023-02-19 09:00 | 19 | 0 | 0 | 0 | 0 | 0 | 0 | 290 | 0 | 0 | 0 | 0 | 0 | 0 | 0
2023-02-19 09:30 | 20 | 0 | 0 | 0 | 0 | 0 | 0 | 290 | 0 | 0 | 0 | 0 | 0 | 0 | 0
2023-02-19 10:00 | 21 | 0 | 0 | 0 | 0 | 0 | 0 | 190 | 0 | 0 | 0 | 0 | 0 | 0 | 0
2023-02-19 10:30 | 22 | 0 | 0 | 0 | 0 | 0 | 0 | 190 | 0 | 0 | 0 | 0 | 0 | 0 | 0
2023-02-19 11:00 | 23 | 0 | 0 | 0 | 0 | 0 | 0 | 190 | 0 | 0 | 0 | 0 | 0 | 0 | 0
2023-02-19 11:30 | 24 | 0 | 0 | 0 | 0 | 0 | 0 | 190 | 0 | 0 | 0 | 0 | 0 | 0 | 0
2023-02-19 12:00 | 1 | 0 | 0 | 0 | 0 | 0 | 0 | 190 | 0 | 0 | 0 | 0 | 0 | 0 | 0
2023-02-19 12:30 | 2 | 0 | 0 | 0 | 0 | 0 | 0 | 190 | 0 | 0 | 0 | 0 | 0 | 0 | 0
2023-02-19 13:00 | 3 | 0 | 0 | 0 | 0 | 0 | 0 | 190 | 0 | 0 | 0 | 0 | 0 | 0 | 0
2023-02-19 13:30 | 4 | 0 | 0 | 0 | 0 | 0 | 0 | 190 | 0 | 0 | 0 | 0 | 0 | 0 | 0
2023-02-19 14:00 | 5 | 0 | 0 | 0 | 0 | 0 | 0 | 190 | 0 | 0 | 0 | 0 | 0 | 0 | 0
2023-02-19 14:30 | 6 | 0 | 0 | 0 | 0 | 0 | 0 | 190 | 0 | 0 | 0 | 0 | 0 | 0 | 0
2023-02-19 15:00 | 7 | 0 | 0 | 0 | 0 | 0 | 0 | 190 | 0 | 0 | 0 | 0 | 0 | 0 | 0
2023-02-19 15:30 | 8 | 0 | 0 | 0 | 0 | 0 | 0 | 190 | 0 | 0 | 0 | 0 | 0 | 0 | 0
2023-02-19 16:00 | 9 | 0 | 0 | 0 | 0 | 0 | 0 | 190 | 0 | 0 | 0 | 0 | 0 | 0 | 0
2023-02-19 16:30 | 10 | 0 | 0 | 0 | 0 | 0 | 0 | 190 | 0 | 0 | 0 | 0 | 0 | 0 | 0
2023-02-19 17:00 | 11 | 0 | 0 | 0 | 0 | 0 | 0 | 190 | 0 | 0 | 0 | 0 | 0 | 0 | 0
2023-02-19 17:30 | 12 | 0 | 0 | 0 | 0 | 0 | 0 | 290 | 0 | 0 | 0 | 0 | 0 | 0 | 0
2023-02-19 18:00 | 13 | 0 | 0 | 0 | 0 | 0 | 0 | 290 | 0 | 0 | 0 | 0 | 0 | 0 | 0
2023-02-19 18:30 | 14 | 0 | 0 | 0 | 0 | 0 | 0 | 290 | 0 | 0 | 0 | 0 | 0 | 0 | 0
2023-02-19 19:00 | 15 | 0 | 0 | 0 | 0 | 0 | 0 | 290 | 0 | 0 | 0 | 0 | 0 | 0 | 0
2023-02-19 19:30 | 16 | 0 | 0 | 0 | 0 | 0 | 0 | 290 | 0 | 0 | 0 | 0 | 0 | 0 | 0
2023-02-19 20:00 | 17 | 0 | 0 | 0 | 0 | 0 | 0 | 290 | 0 | 0 | 0 | 0 | 0 | 0 | 0
2023-02-19 20:30 | 18 | 0 | 0 | 0 | 0 | 0 | 0 | 290 | 0 | 0 | 0 | 0 | 0 | 0 | 0
2023-02-19 21:00 | 19 | 0 | 0 | 0 | 0 | 0 | 0 | 290 | 0 | 0 | 0 | 0 | 0 | 0 | 0
2023-02-19 21:30 | 20 | 0 | 0 | 0 | 0 | 0 | 0 | 290 | 0 | 0 | 0 | 0 | 0 | 0 | 0
2023-02-19 22:00 | 21 | 0 | 0 | 0 | 0 | 0 | 0 | 190 | 0 | 0 | 0 | 0 | 0 | 0 | 0
2023-02-19 22:30 | 22 | 0 | 0 | 0 | 0 | 0 | 0 | 190 | 0 | 0 | 0 | 0 | 0 | 0 | 0
2023-02-19 23:00 | 23 | 0 | 0 | 0 | 0 | 0 | 0 | 190 | 0 | 0 | 0 | 0 | 0 | 0 | 0
2023-02-19 23:30 | 24 | 0 | 0 | 0 | 0 | 0 | 0 | 190 | 0 | 0 | 0 | 0 | 0 | 0 | 0
2023-02-20 | 1 | 0 | 0 | 0 | 0 | 0 | 0 | 190 | 0 | 0 | 0 | 0 | 0 | 0 | 0
2023-02-20 00:30 | 2 | 0 | 0 | 0 | 0 | 0 | 0 | 190 | 0 | 0 | 0 | 0 | 0 | 0 | 0
2023-02-20 01:00 | 3 | 0 | 0 | 0 | 0 | 0 | 0 | 190 | 0 | 0 | 0 | 0 | 0 | 0 | 0
2023-02-20 01:30 | 4 | 0 | 0 | 0 | 0 | 0 | 0 | 190 | 0 | 0 | 0 | 0 | 0 | 0 | 0
2023-02-20 02:00 | 5 | 0 | 0 | 0 | 0 | 0 | 0 | 190 | 0 | 0 | 0 | 0 | 0 | 0 | 0
2023-02-20 02:30 | 6 | 0 | 0 | 0 | 0 | 0 | 0 | 190 | 0 | 0 | 0 | 0 | 0 | 0 | 0
2023-02-20 03:00 | 7 | 0 | 0 | 0 | 0 | 0 | 0 | 190 | 0 | 0 | 0 | 0 | 0 | 0 | 0
2023-02-20 03:30 | 8 | 0 | 0 | 0 | 0 | 0 | 0 | 190 | 0 | 0 | 0 | 0 | 0 | 0 | 0
2023-02-20 04:00 | 9 | 0 | 0 | 0 | 0 | 0 | 0 | 190 | 0 | 0 | 0 | 0 | 0 | 0 | 0
2023-02-20 04:30 | 10 | 0 | 0 | 0 | 0 | 0 | 0 | 190 | 0 | 0 | 0 | 0 | 0 | 0 | 0
2023-02-20 05:00 | 11 | 0 | 0 | 0 | 0 | 0 | 0 | 190 | 0 | 0 | 0 | 0 | 0 | 0 | 0
2023-02-20 05:30 | 12 | 0 | 0 | 0 | 0 | 0 | 0 | 290 | 0 | 0 | 0 | 0 | 0 | 0 | 0
2023-02-20 06:00 | 13 | 0 | 0 | 0 | 0 | 0 | 0 | 290 | 0 | 0 | 0 | 0 | 0 | 0 | 0
2023-02-20 06:30 | 14 | 0 | 0 | 0 | 0 | 0 | 0 | 290 | 0 | 0 | 0 | 0 | 0 | 0 | 0
2023-02-20 07:00 | 15 | 0 | 0 | 0 | 0 | 0 | 0 | 290 | 0 | 0 | 0 | 0 | 0 | 0 | 0
2023-02-20 07:30 | 16 | 0 | 0 | 0 | 0 | 0 | 0 | 290 | 0 | 0 | 0 | 0 | 0 | 0 | 0
2023-02-20 08:00 | 17 | 0 | 0 | 0 | 0 | 0 | 0 | 290 | 0 | 0 | 0 | 0 | 0 | 0 | 0
2023-02-20 08:30 | 18 | 0 | 0 | 0 | 0 | 0 | 0 | 290 | 0 | 0 | 0 | 0 | 0 | 0 | 0
2023-02-20 09:00 | 19 | 0 | 0 | 0 | 0 | 0 | 0 | 290 | 0 | 0 | 0 | 0 | 0 | 0 | 0
2023-02-20 09:30 | 20 | 0 | 0 | 0 | 0 | 0 | 0 | 290 | 0 | 0 | 0 | 0 | 0 | 0 | 0
2023-02-20 10:00 | 21 | 0 | 0 | 0 | 0 | 0 | 0 | 190 | 0 | 0 | 0 | 0 | 0 | 0 | 0
2023-02-20 10:30 | 22 | 0 | 0 | 0 | 0 | 0 | 0 | 190 | 0 | 0 | 0 | 0 | 0 | 0 | 0
2023-02-20 11:00 | 23 | 0 | 0 | 0 | 0 | 0 | 0 | 190 | 0 | 0 | 0 | 0 | 0 | 0 | 0
2023-02-20 11:30 | 24 | 0 | 0 | 0 | 0 | 0 | 0 | 190 | 0 | 0 | 0 | 0 | 0 | 0 | 0
2023-02-20 12:00 | 1 | 0 | 0 | 0 | 0 | 0 | 0 | 190 | 0 | 0 | 0 | 0 | 0 | 0 | 0
2023-02-20 12:30 | 2 | 0 | 0 | 0 | 0 | 0 | 0 | 190 | 0 | 0 | 0 | 0 | 0 | 0 | 0
2023-02-20 13:00 | 3 | 0 | 0 | 0 | 0 | 0 | 0 | 190 | 0 | 0 | 0 | 0 | 0 | 0 | 0
2023-02-20 13:30 | 4 | 0 | 0 | 0 | 0 | 0 | 0 | 190 | 0 | 0 | 0 | 0 | 0 | 0 | 0
2023-02-20 14:00 | 5 | 0 | 0 | 0 | 0 | 0 | 0 | 190 | 0 | 0 | 0 | 0 | 0 | 0 | 0
2023-02-20 14:30 | 6 | 0 | 0 | 0 | 0 | 0 | 0 | 190 | 0 | 0 | 0 | 0 | 0 | 0 | 0
2023-02-20 15:00 | 7 | 0 | 0 | 0 | 0 | 0 | 0 | 190 | 0 | 0 | 0 | 0 | 0 | 0 | 0
2023-02-20 15:30 | 8 | 0 | 0 | 0 | 0 | 0 | 0 | 190 | 0 | 0 | 0 | 0 | 0 | 0 | 0
2023-02-20 16:00 | 9 | 0 | 0 | 0 | 0 | 0 | 0 | 190 | 0 | 0 | 0 | 0 | 0 | 0 | 0
2023-02-20 16:30 | 10 | 0 | 0 | 0 | 0 | 0 | 0 | 190 | 0 | 0 | 0 | 0 | 0 | 0 | 0
2023-02-20 17:00 | 11 | 0 | 0 | 0 | 0 | 0 | 0 | 190 | 0 | 0 | 0 | 0 | 0 | 0 | 0
2023-02-20 17:30 | 12 | 0 | 0 | 0 | 0 | 0 | 0 | 290 | 0 | 0 | 0 | 0 | 0 | 0 | 0
2023-02-20 18:00 | 13 | 0 | 0 | 0 | 0 | 0 | 0 | 290 | 0 | 0 | 0 | 0 | 0 | 0 | 0
2023-02-20 18:30 | 14 | 0 | 0 | 0 | 0 | 0 | 0 | 290 | 0 | 0 | 0 | 0 | 0 | 0 | 0
2023-02-20 19:00 | 15 | 0 | 0 | 0 | 0 | 0 | 0 | 290 | 0 | 0 | 0 | 0 | 0 | 0 | 0
2023-02-20 19:30 | 16 | 0 | 0 | 0 | 0 | 0 | 0 | 290 | 0 | 0 | 0 | 0 | 0 | 0 | 0
2023-02-20 20:00 | 17 | 0 | 0 | 0 | 0 | 0 | 0 | 290 | 0 | 0 | 0 | 0 | 0 | 0 | 0
2023-02-20 20:30 | 18 | 0 | 0 | 0 | 0 | 0 | 0 | 290 | 0 | 0 | 0 | 0 | 0 | 0 | 0
2023-02-20 21:00 | 19 | 0 | 0 | 0 | 0 | 0 | 0 | 290 | 0 | 0 | 0 | 0 | 0 | 0 | 0
2023-02-20 21:30 | 20 | 0 | 0 | 0 | 0 | 0 | 0 | 290 | 0 | 0 | 0 | 0 | 0 | 0 | 0
2023-02-20 22:00 | 21 | 0 | 0 | 0 | 0 | 0 | 0 | 190 | 0 | 0 | 0 | 0 | 0 | 0 | 0
2023-02-20 22:30 | 22 | 0 | 0 | 0 | 0 | 0 | 0 | 190 | 0 | 0 | 0 | 0 | 0 | 0 | 0
2023-02-20 23:00 | 23 | 0 | 0 | 0 | 0 | 0 | 0 | 190 | 0 | 0 | 0 | 0 | 0 | 0 | 0
2023-02-20 23:30 | 24 | 0 | 0 | 0 | 0 | 0 | 0 | 190 | 0 | 0 | 0 | 0 | 0 | 0 | 0
2023-02-21 | 1 | 0 | 0 | 0 | 0 | 0 | 0 | 190 | 0 | 0 | 0 | 0 | 0 | 0 | 0
2023-02-21 00:30 | 2 | 0 | 0 | 0 | 0 | 0 | 0 | 190 | 0 | 0 | 0 | 0 | 0 | 0 | 0
2023-02-21 01:00 | 3 | 0 | 0 | 0 | 0 | 0 | 0 | 190 | 0 | 0 | 0 | 0 | 0 | 0 | 0
2023-02-21 01:30 | 4 | 0 | 0 | 0 | 0 | 0 | 0 | 190 | 0 | 0 | 0 | 0 | 0 | 0 | 0
2023-02-21 02:00 | 5 | 0 | 0 | 0 | 0 | 0 | 0 | 190 | 0 | 0 | 0 | 0 | 0 | 0 | 0
2023-02-21 02:30 | 6 | 0 | 0 | 0 | 0 | 0 | 0 | 190 | 0 | 0 | 0 | 0 | 0 | 0 | 0
2023-02-21 03:00 | 7 | 0 | 0 | 0 | 0 | 0 | 0 | 190 | 0 | 0 | 0 | 0 | 0 | 0 | 0
2023-02-21 03:30 | 8 | 0 | 0 | 0 | 0 | 0 | 0 | 190 | 0 | 0 | 0 | 0 | 0 | 0 | 0
2023-02-21 04:00 | 9 | 0 | 0 | 0 | 0 | 0 | 0 | 190 | 0 | 0 | 0 | 0 | 0 | 0 | 0
2023-02-21 04:30 | 10 | 0 | 0 | 0 | 0 | 0 | 0 | 190 | 0 | 0 | 0 | 0 | 0 | 0 | 0
2023-02-21 05:00 | 11 | 0 | 0 | 0 | 0 | 0 | 0 | 190 | 0 | 0 | 0 | 0 | 0 | 0 | 0
2023-02-21 05:30 | 12 | 0 | 0 | 0 | 0 | 0 | 0 | 290 | 0 | 0 | 0 | 0 | 0 | 0 | 0
2023-02-21 06:00 | 13 | 0 | 0 | 0 | 0 | 0 | 0 | 290 | 0 | 0 | 0 | 0 | 0 | 0 | 0
2023-02-21 06:30 | 14 | 0 | 0 | 0 | 0 | 0 | 0 | 290 | 0 | 0 | 0 | 0 | 0 | 0 | 0
2023-02-21 07:00 | 15 | 0 | 0 | 0 | 0 | 0 | 0 | 290 | 0 | 0 | 0 | 0 | 0 | 0 | 0
2023-02-21 07:30 | 16 | 0 | 0 | 0 | 0 | 0 | 0 | 290 | 0 | 0 | 0 | 0 | 0 | 0 | 0
2023-02-21 08:00 | 17 | 0 | 0 | 0 | 0 | 0 | 0 | 290 | 0 | 0 | 0 | 0 | 0 | 0 | 0
2023-02-21 08:30 | 18 | 0 | 0 | 0 | 0 | 0 | 0 | 290 | 0 | 0 | 0 | 0 | 0 | 0 | 0
2023-02-21 09:00 | 19 | 0 | 0 | 0 | 0 | 0 | 0 | 290 | 0 | 0 | 0 | 0 | 0 | 0 | 0
2023-02-21 09:30 | 20 | 0 | 0 | 0 | 0 | 0 | 0 | 290 | 0 | 0 | 0 | 0 | 0 | 0 | 0
2023-02-21 10:00 | 21 | 0 | 0 | 0 | 0 | 0 | 0 | 190 | 0 | 0 | 0 | 0 | 0 | 0 | 0
2023-02-21 10:30 | 22 | 0 | 0 | 0 | 0 | 0 | 0 | 190 | 0 | 0 | 0 | 0 | 0 | 0 | 0
2023-02-21 11:00 | 23 | 0 | 0 | 0 | 0 | 0 | 0 | 190 | 0 | 0 | 0 | 0 | 0 | 0 | 0
2023-02-21 11:30 | 24 | 0 | 0 | 0 | 0 | 0 | 0 | 190 | 0 | 0 | 0 | 0 | 0 | 0 | 0
2023-02-21 12:00 | 1 | 0 | 0 | 0 | 0 | 0 | 0 | 190 | 0 | 0 | 0 | 0 | 0 | 0 | 0
2023-02-21 12:30 | 2 | 0 | 0 | 0 | 0 | 0 | 0 | 190 | 0 | 0 | 0 | 0 | 0 | 0 | 0
2023-02-21 13:00 | 3 | 0 | 0 | 0 | 0 | 0 | 0 | 190 | 0 | 0 | 0 | 0 | 0 | 0 | 0
2023-02-21 13:30 | 4 | 0 | 0 | 0 | 0 | 0 | 0 | 190 | 0 | 0 | 0 | 0 | 0 | 0 | 0
2023-02-21 14:00 | 5 | 0 | 0 | 0 | 0 | 0 | 0 | 190 | 0 | 0 | 0 | 0 | 0 | 0 | 0
2023-02-21 14:30 | 6 | 0 | 0 | 0 | 0 | 0 | 0 | 190 | 0 | 0 | 0 | 0 | 0 | 0 | 0
2023-02-21 15:00 | 7 | 0 | 0 | 0 | 0 | 0 | 0 | 190 | 0 | 0 | 0 | 0 | 0 | 0 | 0
2023-02-21 15:30 | 8 | 0 | 0 | 0 | 0 | 0 | 0 | 190 | 0 | 0 | 0 | 0 | 0 | 0 | 0
2023-02-21 16:00 | 9 | 0 | 0 | 0 | 0 | 0 | 0 | 190 | 0 | 0 | 0 | 0 | 0 | 0 | 0
2023-02-21 16:30 | 10 | 0 | 0 | 0 | 0 | 0 | 0 | 190 | 0 | 0 | 0 | 0 | 0 | 0 | 0
2023-02-21 17:00 | 11 | 0 | 0 | 0 | 0 | 0 | 0 | 190 | 0 | 0 | 0 | 0 | 0 | 0 | 0
2023-02-21 17:30 | 12 | 0 | 0 | 0 | 0 | 0 | 0 | 290 | 0 | 0 | 0 | 0 | 0 | 0 | 0
2023-02-21 18:00 | 13 | 0 | 0 | 0 | 0 | 0 | 0 | 290 | 0 | 0 | 0 | 0 | 0 | 0 | 0
2023-02-21 18:30 | 14 | 0 | 0 | 0 | 0 | 0 | 0 | 290 | 0 | 0 | 0 | 0 | 0 | 0 | 0
2023-02-21 19:00 | 15 | 0 | 0 | 0 | 0 | 0 | 0 | 290 | 0 | 0 | 0 | 0 | 0 | 0 | 0
2023-02-21 19:30 | 16 | 0 | 0 | 0 | 0 | 0 | 0 | 290 | 0 | 0 | 0 | 0 | 0 | 0 | 0
2023-02-21 20:00 | 17 | 0 | 0 | 0 | 0 | 0 | 0 | 290 | 0 | 0 | 0 | 0 | 0 | 0 | 0
2023-02-21 20:30 | 18 | 0 | 0 | 0 | 0 | 0 | 0 | 290 | 0 | 0 | 0 | 0 | 0 | 0 | 0
2023-02-21 21:00 | 19 | 0 | 0 | 0 | 0 | 0 | 0 | 290 | 0 | 0 | 0 | 0 | 0 | 0 | 0
2023-02-21 21:30 | 20 | 0 | 0 | 0 | 0 | 0 | 0 | 290 | 0 | 0 | 0 | 0 | 0 | 0 | 0
2023-02-21 22:00 | 21 | 0 | 0 | 0 | 0 | 0 | 0 | 190 | 0 | 0 | 0 | 0 | 0 | 0 | 0
2023-02-21 22:30 | 22 | 0 | 0 | 0 | 0 | 0 | 0 | 190 | 0 | 0 | 0 | 0 | 0 | 0 | 0
2023-02-21 23:00 | 23 | 0 | 0 | 0 | 0 | 0 | 0 | 190 | 0 | 0 | 0 | 0 | 0 | 0 | 0
2023-02-21 23:30 | 24 | 0 | 0 | 0 | 0 | 0 | 0 | 190 | 0 | 0 | 0 | 0 | 0 | 0 | 0
2023-02-22 | 1 | 0 | 0 | 0 | 0 | 0 | 0 | 190 | 0 | 0 | 0 | 0 | 0 | 0 | 0
2023-02-22 00:30 | 2 | 0 | 0 | 0 | 0 | 0 | 0 | 190 | 0 | 0 | 0 | 0 | 0 | 0 | 0
2023-02-22 01:00 | 3 | 0 | 0 | 0 | 0 | 0 | 0 | 190 | 0 | 0 | 0 | 0 | 0 | 0 | 0
2023-02-22 01:30 | 4 | 0 | 0 | 0 | 0 | 0 | 0 | 190 | 0 | 0 | 0 | 0 | 0 | 0 | 0
2023-02-22 02:00 | 5 | 0 | 0 | 0 | 0 | 0 | 0 | 190 | 0 | 0 | 0 | 0 | 0 | 0 | 0
2023-02-22 02:30 | 6 | 0 | 0 | 0 | 0 | 0 | 0 | 190 | 0 | 0 | 0 | 0 | 0 | 0 | 0
2023-02-22 03:00 | 7 | 0 | 0 | 0 | 0 | 0 | 0 | 190 | 0 | 0 | 0 | 0 | 0 | 0 | 0
2023-02-22 03:30 | 8 | 0 | 0 | 0 | 0 | 0 | 0 | 190 | 0 | 0 | 0 | 0 | 0 | 0 | 0
2023-02-22 04:00 | 9 | 0 | 0 | 0 | 0 | 0 | 0 | 190 | 0 | 0 | 0 | 0 | 0 | 0 | 0
2023-02-22 04:30 | 10 | 0 | 0 | 0 | 0 | 0 | 0 | 190 | 0 | 0 | 0 | 0 | 0 | 0 | 0
2023-02-22 05:00 | 11 | 0 | 0 | 0 | 0 | 0 | 0 | 190 | 0 | 0 | 0 | 0 | 0 | 0 | 0
2023-02-22 05:30 | 12 | 0 | 0 | 0 | 0 | 0 | 0 | 290 | 0 | 0 | 0 | 0 | 0 | 0 | 0
2023-02-22 06:00 | 13 | 0 | 0 | 0 | 0 | 0 | 0 | 290 | 0 | 0 | 0 | 0 | 0 | 0 | 0
2023-02-22 06:30 | 14 | 0 | 0 | 0 | 0 | 0 | 0 | 290 | 0 | 0 | 0 | 0 | 0 | 0 | 0
2023-02-22 07:00 | 15 | 0 | 0 | 0 | 0 | 0 | 0 | 290 | 0 | 0 | 0 | 0 | 0 | 0 | 0
2023-02-22 07:30 | 16 | 0 | 0 | 0 | 0 | 0 | 0 | 290 | 0 | 0 | 0 | 0 | 0 | 0 | 0
2023-02-22 08:00 | 17 | 0 | 0 | 0 | 0 | 0 | 0 | 290 | 0 | 0 | 0 | 0 | 0 | 0 | 0
2023-02-22 08:30 | 18 | 0 | 0 | 0 | 0 | 0 | 0 | 290 | 0 | 0 | 0 | 0 | 0 | 0 | 0
2023-02-22 09:00 | 19 | 0 | 0 | 0 | 0 | 0 | 0 | 290 | 0 | 0 | 0 | 0 | 0 | 0 | 0
2023-02-22 09:30 | 20 | 0 | 0 | 0 | 0 | 0 | 0 | 290 | 0 | 0 | 0 | 0 | 0 | 0 | 0
2023-02-22 10:00 | 21 | 0 | 0 | 0 | 0 | 0 | 0 | 190 | 0 | 0 | 0 | 0 | 0 | 0 | 0
2023-02-22 10:30 | 22 | 0 | 0 | 0 | 0 | 0 | 0 | 190 | 0 | 0 | 0 | 0 | 0 | 0 | 0
2023-02-22 11:00 | 23 | 0 | 0 | 0 | 0 | 0 | 0 | 190 | 0 | 0 | 0 | 0 | 0 | 0 | 0
2023-02-22 11:30 | 24 | 0 | 0 | 0 | 0 | 0 | 0 | 190 | 0 | 0 | 0 | 0 | 0 | 0 | 0
2023-02-22 12:00 | 1 | 0 | 0 | 0 | 0 | 0 | 0 | 190 | 0 | 0 | 0 | 0 | 0 | 0 | 0
2023-02-22 12:30 | 2 | 0 | 0 | 0 | 0 | 0 | 0 | 190 | 0 | 0 | 0 | 0 | 0 | 0 | 0
2023-02-22 13:00 | 3 | 0 | 0 | 0 | 0 | 0 | 0 | 190 | 0 | 0 | 0 | 0 | 0 | 0 | 0
2023-02-22 13:30 | 4 | 0 | 0 | 0 | 0 | 0 | 0 | 190 | 0 | 0 | 0 | 0 | 0 | 0 | 0
2023-02-22 14:00 | 5 | 0 | 0 | 0 | 0 | 0 | 0 | 190 | 0 | 0 | 0 | 0 | 0 | 0 | 0
2023-02-22 14:30 | 6 | 0 | 0 | 0 | 0 | 0 | 0 | 190 | 0 | 0 | 0 | 0 | 0 | 0 | 0
2023-02-22 15:00 | 7 | 0 | 0 | 0 | 0 | 0 | 0 | 190 | 0 | 0 | 0 | 0 | 0 | 0 | 0
2023-02-22 15:30 | 8 | 0 | 0 | 0 | 0 | 0 | 0 | 190 | 0 | 0 | 0 | 0 | 0 | 0 | 0
2023-02-22 16:00 | 9 | 0 | 0 | 0 | 0 | 0 | 0 | 190 | 0 | 0 | 0 | 0 | 0 | 0 | 0
2023-02-22 16:30 | 10 | 0 | 0 | 0 | 0 | 0 | 0 | 190 | 0 | 0 | 0 | 0 | 0 | 0 | 0
2023-02-22 17:00 | 11 | 0 | 0 | 0 | 0 | 0 | 0 | 190 | 0 | 0 | 0 | 0 | 0 | 0 | 0
2023-02-22 17:30 | 12 | 0 | 0 | 0 | 0 | 0 | 0 | 290 | 0 | 0 | 0 | 0 | 0 | 0 | 0
2023-02-22 18:00 | 13 | 0 | 0 | 0 | 0 | 0 | 0 | 290 | 0 | 0 | 0 | 0 | 0 | 0 | 0
2023-02-22 18:30 | 14 | 0 | 0 | 0 | 0 | 0 | 0 | 290 | 0 | 0 | 0 | 0 | 0 | 0 | 0
2023-02-22 19:00 | 15 | 0 | 0 | 0 | 0 | 0 | 0 | 290 | 0 | 0 | 0 | 0 | 0 | 0 | 0
2023-02-22 19:30 | 16 | 0 | 0 | 0 | 0 | 0 | 0 | 290 | 0 | 0 | 0 | 0 | 0 | 0 | 0
2023-02-22 20:00 | 17 | 0 | 0 | 0 | 0 | 0 | 0 | 290 | 0 | 0 | 0 | 0 | 0 | 0 | 0
2023-02-22 20:30 | 18 | 0 | 0 | 0 | 0 | 0 | 0 | 290 | 0 | 0 | 0 | 0 | 0 | 0 | 0
2023-02-22 21:00 | 19 | 0 | 0 | 0 | 0 | 0 | 0 | 290 | 0 | 0 | 0 | 0 | 0 | 0 | 0
2023-02-22 21:30 | 20 | 0 | 0 | 0 | 0 | 0 | 0 | 290 | 0 | 0 | 0 | 0 | 0 | 0 | 0
2023-02-22 22:00 | 21 | 0 | 0 | 0 | 0 | 0 | 0 | 190 | 0 | 0 | 0 | 0 | 0 | 0 | 0
2023-02-22 22:30 | 22 | 0 | 0 | 0 | 0 | 0 | 0 | 190 | 0 | 0 | 0 | 0 | 0 | 0 | 0
2023-02-22 23:00 | 23 | 0 | 0 | 0 | 0 | 0 | 0 | 190 | 0 | 0 | 0 | 0 | 0 | 0 | 0
2023-02-22 23:30 | 24 | 0 | 0 | 0 | 0 | 0 | 0 | 190 | 0 | 0 | 0 | 0 | 0 | 0 | 0
2023-02-23 | 1 | 0 | 0 | 0 | 0 | 0 | 0 | 190 | 0 | 0 | 0 | 0 | 0 | 0 | 0
2023-02-23 00:30 | 2 | 0 | 0 | 0 | 0 | 0 | 0 | 190 | 0 | 0 | 0 | 0 | 0 | 0 | 0
2023-02-23 01:00 | 3 | 0 | 0 | 0 | 0 | 0 | 0 | 190 | 0 | 0 | 0 | 0 | 0 | 0 | 0
2023-02-23 01:30 | 4 | 0 | 0 | 0 | 0 | 0 | 0 | 190 | 0 | 0 | 0 | 0 | 0 | 0 | 0
2023-02-23 02:00 | 5 | 0 | 0 | 0 | 0 | 0 | 0 | 190 | 0 | 0 | 0 | 0 | 0 | 0 | 0
2023-02-23 02:30 | 6 | 0 | 0 | 0 | 0 | 0 | 0 | 190 | 0 | 0 | 0 | 0 | 0 | 0 | 0
2023-02-23 03:00 | 7 | 0 | 0 | 0 | 0 | 0 | 0 | 190 | 0 | 0 | 0 | 0 | 0 | 0 | 0
2023-02-23 03:30 | 8 | 0 | 0 | 0 | 0 | 0 | 0 | 190 | 0 | 0 | 0 | 0 | 0 | 0 | 0
2023-02-23 04:00 | 9 | 0 | 0 | 0 | 0 | 0 | 0 | 190 | 0 | 0 | 0 | 0 | 0 | 0 | 0
2023-02-23 04:30 | 10 | 0 | 0 | 0 | 0 | 0 | 0 | 190 | 0 | 0 | 0 | 0 | 0 | 0 | 0
2023-02-23 05:00 | 11 | 0 | 0 | 0 | 0 | 0 | 0 | 190 | 0 | 0 | 0 | 0 | 0 | 0 | 0
2023-02-23 05:30 | 12 | 0 | 0 | 0 | 0 | 0 | 0 | 290 | 0 | 0 | 0 | 0 | 0 | 0 | 0
2023-02-23 06:00 | 13 | 0 | 0 | 0 | 0 | 0 | 0 | 290 | 0 | 0 | 0 | 0 | 0 | 0 | 0
2023-02-23 06:30 | 14 | 0 | 0 | 0 | 0 | 0 | 0 | 290 | 0 | 0 | 0 | 0 | 0 | 0 | 0
2023-02-23 07:00 | 15 | 0 | 0 | 0 | 0 | 0 | 0 | 290 | 0 | 0 | 0 | 0 | 0 | 0 | 0
2023-02-23 07:30 | 16 | 0 | 0 | 0 | 0 | 0 | 0 | 290 | 0 | 0 | 0 | 0 | 0 | 0 | 0
2023-02-23 08:00 | 17 | 0 | 0 | 0 | 0 | 0 | 0 | 290 | 0 | 0 | 0 | 0 | 0 | 0 | 0
2023-02-23 08:30 | 18 | 0 | 0 | 0 | 0 | 0 | 0 | 290 | 0 | 0 | 0 | 0 | 0 | 0 | 0
2023-02-23 09:00 | 19 | 0 | 0 | 0 | 0 | 0 | 0 | 290 | 0 | 0 | 0 | 0 | 0 | 0 | 0
2023-02-23 09:30 | 20 | 0 | 0 | 0 | 0 | 0 | 0 | 290 | 0 | 0 | 0 | 0 | 0 | 0 | 0
2023-02-23 10:00 | 21 | 0 | 0 | 0 | 0 | 0 | 0 | 190 | 0 | 0 | 0 | 0 | 0 | 0 | 0
2023-02-23 10:30 | 22 | 0 | 0 | 0 | 0 | 0 | 0 | 190 | 0 | 0 | 0 | 0 | 0 | 0 | 0
2023-02-23 11:00 | 23 | 0 | 0 | 0 | 0 | 0 | 0 | 190 | 0 | 0 | 0 | 0 | 0 | 0 | 0
2023-02-23 11:30 | 24 | 0 | 0 | 0 | 0 | 0 | 0 | 190 | 0 | 0 | 0 | 0 | 0 | 0 | 0
2023-02-23 12:00 | 1 | 0 | 0 | 0 | 0 | 0 | 0 | 190 | 0 | 0 | 0 | 0 | 0 | 0 | 0
2023-02-23 12:30 | 2 | 0 | 0 | 0 | 0 | 0 | 0 | 190 | 0 | 0 | 0 | 0 | 0 | 0 | 0
2023-02-23 13:00 | 3 | 0 | 0 | 0 | 0 | 0 | 0 | 190 | 0 | 0 | 0 | 0 | 0 | 0 | 0
2023-02-23 13:30 | 4 | 0 | 0 | 0 | 0 | 0 | 0 | 190 | 0 | 0 | 0 | 0 | 0 | 0 | 0
2023-02-23 14:00 | 5 | 0 | 0 | 0 | 0 | 0 | 0 | 190 | 0 | 0 | 0 | 0 | 0 | 0 | 0
2023-02-23 14:30 | 6 | 0 | 0 | 0 | 0 | 0 | 0 | 190 | 0 | 0 | 0 | 0 | 0 | 0 | 0
2023-02-23 15:00 | 7 | 0 | 0 | 0 | 0 | 0 | 0 | 190 | 0 | 0 | 0 | 0 | 0 | 0 | 0
2023-02-23 15:30 | 8 | 0 | 0 | 0 | 0 | 0 | 0 | 190 | 0 | 0 | 0 | 0 | 0 | 0 | 0
2023-02-23 16:00 | 9 | 0 | 0 | 0 | 0 | 0 | 0 | 190 | 0 | 0 | 0 | 0 | 0 | 0 | 0
2023-02-23 16:30 | 10 | 0 | 0 | 0 | 0 | 0 | 0 | 190 | 0 | 0 | 0 | 0 | 0 | 0 | 0
2023-02-23 17:00 | 11 | 0 | 0 | 0 | 0 | 0 | 0 | 190 | 0 | 0 | 0 | 0 | 0 | 0 | 0
2023-02-23 17:30 | 12 | 0 | 0 | 0 | 0 | 0 | 0 | 290 | 0 | 0 | 0 | 0 | 0 | 0 | 0
2023-02-23 18:00 | 13 | 0 | 0 | 0 | 0 | 0 | 0 | 290 | 0 | 0 | 0 | 0 | 0 | 0 | 0
2023-02-23 18:30 | 14 | 0 | 0 | 0 | 0 | 0 | 0 | 290 | 0 | 0 | 0 | 0 | 0 | 0 | 0
2023-02-23 19:00 | 15 | 0 | 0 | 0 | 0 | 0 | 0 | 290 | 0 | 0 | 0 | 0 | 0 | 0 | 0
2023-02-23 19:30 | 16 | 0 | 0 | 0 | 0 | 0 | 0 | 290 | 0 | 0 | 0 | 0 | 0 | 0 | 0
2023-02-23 20:00 | 17 | 0 | 0 | 0 | 0 | 0 | 0 | 290 | 0 | 0 | 0 | 0 | 0 | 0 | 0
2023-02-23 20:30 | 18 | 0 | 0 | 0 | 0 | 0 | 0 | 290 | 0 | 0 | 0 | 0 | 0 | 0 | 0
2023-02-23 21:00 | 19 | 0 | 0 | 0 | 0 | 0 | 0 | 290 | 0 | 0 | 0 | 0 | 0 | 0 | 0
2023-02-23 21:30 | 20 | 0 | 0 | 0 | 0 | 0 | 0 | 290 | 0 | 0 | 0 | 0 | 0 | 0 | 0
2023-02-23 22:00 | 21 | 0 | 0 | 0 | 0 | 0 | 0 | 190 | 0 | 0 | 0 | 0 | 0 | 0 | 0
2023-02-23 22:30 | 22 | 0 | 0 | 0 | 0 | 0 | 0 | 190 | 0 | 0 | 0 | 0 | 0 | 0 | 0
2023-02-23 23:00 | 23 | 0 | 0 | 0 | 0 | 0 | 0 | 190 | 0 | 0 | 0 | 0 | 0 | 0 | 0
2023-02-23 23:30 | 24 | 0 | 0 | 0 | 0 | 0 | 0 | 190 | 0 | 0 | 0 | 0 | 0 | 0 | 0
2023-02-24 | 1 | 0 | 0 | 0 | 0 | 0 | 0 | 190 | 0 | 0 | 0 | 0 | 0 | 0 | 0
2023-02-24 00:30 | 2 | 0 | 0 | 0 | 0 | 0 | 0 | 190 | 0 | 0 | 0 | 0 | 0 | 0 | 0
2023-02-24 01:00 | 3 | 0 | 0 | 0 | 0 | 0 | 0 | 190 | 0 | 0 | 0 | 0 | 0 | 0 | 0
2023-02-24 01:30 | 4 | 0 | 0 | 0 | 0 | 0 | 0 | 190 | 0 | 0 | 0 | 0 | 0 | 0 | 0
2023-02-24 02:00 | 5 | 0 | 0 | 0 | 0 | 0 | 0 | 190 | 0 | 0 | 0 | 0 | 0 | 0 | 0
2023-02-24 02:30 | 6 | 0 | 0 | 0 | 0 | 0 | 0 | 190 | 0 | 0 | 0 | 0 | 0 | 0 | 0
2023-02-24 03:00 | 7 | 0 | 0 | 0 | 0 | 0 | 0 | 190 | 0 | 0 | 0 | 0 | 0 | 0 | 0
2023-02-24 03:30 | 8 | 0 | 0 | 0 | 0 | 0 | 0 | 190 | 0 | 0 | 0 | 0 | 0 | 0 | 0
2023-02-24 04:00 | 9 | 0 | 0 | 0 | 0 | 0 | 0 | 190 | 0 | 0 | 0 | 0 | 0 | 0 | 0
2023-02-24 04:30 | 10 | 0 | 0 | 0 | 0 | 0 | 0 | 190 | 0 | 0 | 0 | 0 | 0 | 0 | 0
2023-02-24 05:00 | 11 | 0 | 0 | 0 | 0 | 0 | 0 | 190 | 0 | 0 | 0 | 0 | 0 | 0 | 0
2023-02-24 05:30 | 12 | 0 | 0 | 0 | 0 | 0 | 0 | 290 | 0 | 0 | 0 | 0 | 0 | 0 | 0
2023-02-24 06:00 | 13 | 0 | 0 | 0 | 0 | 0 | 0 | 290 | 0 | 0 | 0 | 0 | 0 | 0 | 0
2023-02-24 06:30 | 14 | 0 | 0 | 0 | 0 | 0 | 0 | 290 | 0 | 0 | 0 | 0 | 0 | 0 | 0
2023-02-24 07:00 | 15 | 0 | 0 | 0 | 0 | 0 | 0 | 290 | 0 | 0 | 0 | 0 | 0 | 0 | 0
2023-02-24 07:30 | 16 | 0 | 0 | 0 | 0 | 0 | 0 | 290 | 0 | 0 | 0 | 0 | 0 | 0 | 0
2023-02-24 08:00 | 17 | 0 | 0 | 0 | 0 | 0 | 0 | 290 | 0 | 0 | 0 | 0 | 0 | 0 | 0
2023-02-24 08:30 | 18 | 0 | 0 | 0 | 0 | 0 | 0 | 290 | 0 | 0 | 0 | 0 | 0 | 0 | 0
2023-02-24 09:00 | 19 | 0 | 0 | 0 | 0 | 0 | 0 | 290 | 0 | 0 | 0 | 0 | 0 | 0 | 0
2023-02-24 09:30 | 20 | 0 | 0 | 0 | 0 | 0 | 0 | 290 | 0 | 0 | 0 | 0 | 0 | 0 | 0
2023-02-24 10:00 | 21 | 0 | 0 | 0 | 0 | 0 | 0 | 190 | 0 | 0 | 0 | 0 | 0 | 0 | 0
2023-02-24 10:30 | 22 | 0 | 0 | 0 | 0 | 0 | 0 | 190 | 0 | 0 | 0 | 0 | 0 | 0 | 0
2023-02-24 11:00 | 23 | 0 | 0 | 0 | 0 | 0 | 0 | 190 | 0 | 0 | 0 | 0 | 0 | 0 | 0
2023-02-24 11:30 | 24 | 0 | 0 | 0 | 0 | 0 | 0 | 190 | 0 | 0 | 0 | 0 | 0 | 0 | 0
2023-02-24 12:00 | 1 | 0 | 0 | 0 | 0 | 0 | 0 | 190 | 0 | 0 | 0 | 0 | 0 | 0 | 0
2023-02-24 12:30 | 2 | 0 | 0 | 0 | 0 | 0 | 0 | 190 | 0 | 0 | 0 | 0 | 0 | 0 | 0
2023-02-24 13:00 | 3 | 0 | 0 | 0 | 0 | 0 | 0 | 190 | 0 | 0 | 0 | 0 | 0 | 0 | 0
2023-02-24 13:30 | 4 | 0 | 0 | 0 | 0 | 0 | 0 | 190 | 0 | 0 | 0 | 0 | 0 | 0 | 0
2023-02-24 14:00 | 5 | 0 | 0 | 0 | 0 | 0 | 0 | 190 | 0 | 0 | 0 | 0 | 0 | 0 | 0
2023-02-24 14:30 | 6 | 0 | 0 | 0 | 0 | 0 | 0 | 190 | 0 | 0 | 0 | 0 | 0 | 0 | 0
2023-02-24 15:00 | 7 | 0 | 0 | 0 | 0 | 0 | 0 | 190 | 0 | 0 | 0 | 0 | 0 | 0 | 0
2023-02-24 15:30 | 8 | 0 | 0 | 0 | 0 | 0 | 0 | 190 | 0 | 0 | 0 | 0 | 0 | 0 | 0
2023-02-24 16:00 | 9 | 0 | 0 | 0 | 0 | 0 | 0 | 190 | 0 | 0 | 0 | 0 | 0 | 0 | 0
2023-02-24 16:30 | 10 | 0 | 0 | 0 | 0 | 0 | 0 | 190 | 0 | 0 | 0 | 0 | 0 | 0 | 0
2023-02-24 17:00 | 11 | 0 | 0 | 0 | 0 | 0 | 0 | 190 | 0 | 0 | 0 | 0 | 0 | 0 | 0
2023-02-24 17:30 | 12 | 0 | 0 | 0 | 0 | 0 | 0 | 290 | 0 | 0 | 0 | 0 | 0 | 0 | 0
2023-02-24 18:00 | 13 | 0 | 0 | 0 | 0 | 0 | 0 | 290 | 0 | 0 | 0 | 0 | 0 | 0 | 0
2023-02-24 18:30 | 14 | 0 | 0 | 0 | 0 | 0 | 0 | 290 | 0 | 0 | 0 | 0 | 0 | 0 | 0
2023-02-24 19:00 | 15 | 0 | 0 | 0 | 0 | 0 | 0 | 290 | 0 | 0 | 0 | 0 | 0 | 0 | 0
2023-02-24 19:30 | 16 | 0 | 0 | 0 | 0 | 0 | 0 | 290 | 0 | 0 | 0 | 0 | 0 | 0 | 0
2023-02-24 20:00 | 17 | 0 | 0 | 0 | 0 | 0 | 0 | 290 | 0 | 0 | 0 | 0 | 0 | 0 | 0
2023-02-24 20:30 | 18 | 0 | 0 | 0 | 0 | 0 | 0 | 290 | 0 | 0 | 0 | 0 | 0 | 0 | 0
2023-02-24 21:00 | 19 | 0 | 0 | 0 | 0 | 0 | 0 | 290 | 0 | 0 | 0 | 0 | 0 | 0 | 0
2023-02-24 21:30 | 20 | 0 | 0 | 0 | 0 | 0 | 0 | 290 | 0 | 0 | 0 | 0 | 0 | 0 | 0
2023-02-24 22:00 | 21 | 0 | 0 | 0 | 0 | 0 | 0 | 190 | 0 | 0 | 0 | 0 | 0 | 0 | 0
2023-02-24 22:30 | 22 | 0 | 0 | 0 | 0 | 0 | 0 | 190 | 0 | 0 | 0 | 0 | 0 | 0 | 0
2023-02-24 23:00 | 23 | 0 | 0 | 0 | 0 | 0 | 0 | 190 | 0 | 0 | 0 | 0 | 0 | 0 | 0
2023-02-24 23:30 | 24 | 0 | 0 | 0 | 0 | 0 | 0 | 190 | 0 | 0 | 0 | 0 | 0 | 0 | 0
2023-02-25 | 1 | 0 | 0 | 0 | 0 | 0 | 0 | 190 | 0 | 0 | 0 | 0 | 0 | 0 | 0
2023-02-25 00:30 | 2 | 0 | 0 | 0 | 0 | 0 | 0 | 190 | 0 | 0 | 0 | 0 | 0 | 0 | 0
2023-02-25 01:00 | 3 | 0 | 0 | 0 | 0 | 0 | 0 | 190 | 0 | 0 | 0 | 0 | 0 | 0 | 0
2023-02-25 01:30 | 4 | 0 | 0 | 0 | 0 | 0 | 0 | 190 | 0 | 0 | 0 | 0 | 0 | 0 | 0
2023-02-25 02:00 | 5 | 0 | 0 | 0 | 0 | 0 | 0 | 190 | 0 | 0 | 0 | 0 | 0 | 0 | 0
2023-02-25 02:30 | 6 | 0 | 0 | 0 | 0 | 0 | 0 | 190 | 0 | 0 | 0 | 0 | 0 | 0 | 0
2023-02-25 03:00 | 7 | 0 | 0 | 0 | 0 | 0 | 0 | 190 | 0 | 0 | 0 | 0 | 0 | 0 | 0
2023-02-25 03:30 | 8 | 0 | 0 | 0 | 0 | 0 | 0 | 190 | 0 | 0 | 0 | 0 | 0 | 0 | 0
2023-02-25 04:00 | 9 | 0 | 0 | 0 | 0 | 0 | 0 | 190 | 0 | 0 | 0 | 0 | 0 | 0 | 0
2023-02-25 04:30 | 10 | 0 | 0 | 0 | 0 | 0 | 0 | 190 | 0 | 0 | 0 | 0 | 0 | 0 | 0
2023-02-25 05:00 | 11 | 0 | 0 | 0 | 0 | 0 | 0 | 190 | 0 | 0 | 0 | 0 | 0 | 0 | 0
2023-02-25 05:30 | 12 | 0 | 0 | 0 | 0 | 0 | 0 | 290 | 0 | 0 | 0 | 0 | 0 | 0 | 0
2023-02-25 06:00 | 13 | 0 | 0 | 0 | 0 | 0 | 0 | 290 | 0 | 0 | 0 | 0 | 0 | 0 | 0
2023-02-25 06:30 | 14 | 0 | 0 | 0 | 0 | 0 | 0 | 290 | 0 | 0 | 0 | 0 | 0 | 0 | 0
2023-02-25 07:00 | 15 | 0 | 0 | 0 | 0 | 0 | 0 | 290 | 0 | 0 | 0 | 0 | 0 | 0 | 0
2023-02-25 07:30 | 16 | 0 | 0 | 0 | 0 | 0 | 0 | 290 | 0 | 0 | 0 | 0 | 0 | 0 | 0
2023-02-25 08:00 | 17 | 0 | 0 | 0 | 0 | 0 | 0 | 290 | 0 | 0 | 0 | 0 | 0 | 0 | 0
2023-02-25 08:30 | 18 | 0 | 0 | 0 | 0 | 0 | 0 | 290 | 0 | 0 | 0 | 0 | 0 | 0 | 0
2023-02-25 09:00 | 19 | 0 | 0 | 0 | 0 | 0 | 0 | 290 | 0 | 0 | 0 | 0 | 0 | 0 | 0
2023-02-25 09:30 | 20 | 0 | 0 | 0 | 0 | 0 | 0 | 290 | 0 | 0 | 0 | 0 | 0 | 0 | 0
2023-02-25 10:00 | 21 | 0 | 0 | 0 | 0 | 0 | 0 | 190 | 0 | 0 | 0 | 0 | 0 | 0 | 0
2023-02-25 10:30 | 22 | 0 | 0 | 0 | 0 | 0 | 0 | 190 | 0 | 0 | 0 | 0 | 0 | 0 | 0
2023-02-25 11:00 | 23 | 0 | 0 | 0 | 0 | 0 | 0 | 190 | 0 | 0 | 0 | 0 | 0 | 0 | 0
2023-02-25 11:30 | 24 | 0 | 0 | 0 | 0 | 0 | 0 | 190 | 0 | 0 | 0 | 0 | 0 | 0 | 0
2023-02-25 12:00 | 1 | 0 | 0 | 0 | 0 | 0 | 0 | 190 | 0 | 0 | 0 | 0 | 0 | 0 | 0
2023-02-25 12:30 | 2 | 0 | 0 | 0 | 0 | 0 | 0 | 190 | 0 | 0 | 0 | 0 | 0 | 0 | 0
2023-02-25 13:00 | 3 | 0 | 0 | 0 | 0 | 0 | 0 | 190 | 0 | 0 | 0 | 0 | 0 | 0 | 0
2023-02-25 13:30 | 4 | 0 | 0 | 0 | 0 | 0 | 0 | 190 | 0 | 0 | 0 | 0 | 0 | 0 | 0
2023-02-25 14:00 | 5 | 0 | 0 | 0 | 0 | 0 | 0 | 190 | 0 | 0 | 0 | 0 | 0 | 0 | 0
2023-02-25 14:30 | 6 | 0 | 0 | 0 | 0 | 0 | 0 | 190 | 0 | 0 | 0 | 0 | 0 | 0 | 0
2023-02-25 15:00 | 7 | 0 | 0 | 0 | 0 | 0 | 0 | 190 | 0 | 0 | 0 | 0 | 0 | 0 | 0
2023-02-25 15:30 | 8 | 0 | 0 | 0 | 0 | 0 | 0 | 190 | 0 | 0 | 0 | 0 | 0 | 0 | 0
2023-02-25 16:00 | 9 | 0 | 0 | 0 | 0 | 0 | 0 | 190 | 0 | 0 | 0 | 0 | 0 | 0 | 0
2023-02-25 16:30 | 10 | 0 | 0 | 0 | 0 | 0 | 0 | 190 | 0 | 0 | 0 | 0 | 0 | 0 | 0
2023-02-25 17:00 | 11 | 0 | 0 | 0 | 0 | 0 | 0 | 190 | 0 | 0 | 0 | 0 | 0 | 0 | 0
2023-02-25 17:30 | 12 | 0 | 0 | 0 | 0 | 0 | 0 | 290 | 0 | 0 | 0 | 0 | 0 | 0 | 0
2023-02-25 18:00 | 13 | 0 | 0 | 0 | 0 | 0 | 0 | 290 | 0 | 0 | 0 | 0 | 0 | 0 | 0
2023-02-25 18:30 | 14 | 0 | 0 | 0 | 0 | 0 | 0 | 290 | 0 | 0 | 0 | 0 | 0 | 0 | 0
2023-02-25 19:00 | 15 | 0 | 0 | 0 | 0 | 0 | 0 | 290 | 0 | 0 | 0 | 0 | 0 | 0 | 0
2023-02-25 19:30 | 16 | 0 | 0 | 0 | 0 | 0 | 0 | 290 | 0 | 0 | 0 | 0 | 0 | 0 | 0
2023-02-25 20:00 | 17 | 0 | 0 | 0 | 0 | 0 | 0 | 290 | 0 | 0 | 0 | 0 | 0 | 0 | 0
2023-02-25 20:30 | 18 | 0 | 0 | 0 | 0 | 0 | 0 | 290 | 0 | 0 | 0 | 0 | 0 | 0 | 0
2023-02-25 21:00 | 19 | 0 | 0 | 0 | 0 | 0 | 0 | 290 | 0 | 0 | 0 | 0 | 0 | 0 | 0
2023-02-25 21:30 | 20 | 0 | 0 | 0 | 0 | 0 | 0 | 290 | 0 | 0 | 0 | 0 | 0 | 0 | 0
2023-02-25 22:00 | 21 | 0 | 0 | 0 | 0 | 0 | 0 | 190 | 0 | 0 | 0 | 0 | 0 | 0 | 0
2023-02-25 22:30 | 22 | 0 | 0 | 0 | 0 | 0 | 0 | 190 | 0 | 0 | 0 | 0 | 0 | 0 | 0
2023-02-25 23:00 | 23 | 0 | 0 | 0 | 0 | 0 | 0 | 190 | 0 | 0 | 0 | 0 | 0 | 0 | 0
2023-02-25 23:30 | 24 | 0 | 0 | 0 | 0 | 0 | 0 | 190 | 0 | 0 | 0 | 0 | 0 | 0 | 0
2023-02-26 | 1 | 0 | 0 | 0 | 0 | 0 | 0 | 190 | 0 | 0 | 0 | 0 | 0 | 0 | 0
2023-02-26 00:30 | 2 | 0 | 0 | 0 | 0 | 0 | 0 | 190 | 0 | 0 | 0 | 0 | 0 | 0 | 0
2023-02-26 01:00 | 3 | 0 | 0 | 0 | 0 | 0 | 0 | 190 | 0 | 0 | 0 | 0 | 0 | 0 | 0
2023-02-26 01:30 | 4 | 0 | 0 | 0 | 0 | 0 | 0 | 190 | 0 | 0 | 0 | 0 | 0 | 0 | 0
2023-02-26 02:00 | 5 | 0 | 0 | 0 | 0 | 0 | 0 | 190 | 0 | 0 | 0 | 0 | 0 | 0 | 0
2023-02-26 02:30 | 6 | 0 | 0 | 0 | 0 | 0 | 0 | 190 | 0 | 0 | 0 | 0 | 0 | 0 | 0
2023-02-26 03:00 | 7 | 0 | 0 | 0 | 0 | 0 | 0 | 190 | 0 | 0 | 0 | 0 | 0 | 0 | 0
2023-02-26 03:30 | 8 | 0 | 0 | 0 | 0 | 0 | 0 | 190 | 0 | 0 | 0 | 0 | 0 | 0 | 0
2023-02-26 04:00 | 9 | 0 | 0 | 0 | 0 | 0 | 0 | 190 | 0 | 0 | 0 | 0 | 0 | 0 | 0
2023-02-26 04:30 | 10 | 0 | 0 | 0 | 0 | 0 | 0 | 190 | 0 | 0 | 0 | 0 | 0 | 0 | 0
2023-02-26 05:00 | 11 | 0 | 0 | 0 | 0 | 0 | 0 | 190 | 0 | 0 | 0 | 0 | 0 | 0 | 0
2023-02-26 05:30 | 12 | 0 | 0 | 0 | 0 | 0 | 0 | 290 | 0 | 0 | 0 | 0 | 0 | 0 | 0
2023-02-26 06:00 | 13 | 0 | 0 | 0 | 0 | 0 | 0 | 290 | 0 | 0 | 0 | 0 | 0 | 0 | 0
2023-02-26 06:30 | 14 | 0 | 0 | 0 | 0 | 0 | 0 | 290 | 0 | 0 | 0 | 0 | 0 | 0 | 0
2023-02-26 07:00 | 15 | 0 | 0 | 0 | 0 | 0 | 0 | 290 | 0 | 0 | 0 | 0 | 0 | 0 | 0
2023-02-26 07:30 | 16 | 0 | 0 | 0 | 0 | 0 | 0 | 290 | 0 | 0 | 0 | 0 | 0 | 0 | 0
2023-02-26 08:00 | 17 | 0 | 0 | 0 | 0 | 0 | 0 | 290 | 0 | 0 | 0 | 0 | 0 | 0 | 0
2023-02-26 08:30 | 18 | 0 | 0 | 0 | 0 | 0 | 0 | 290 | 0 | 0 | 0 | 0 | 0 | 0 | 0
2023-02-26 09:00 | 19 | 0 | 0 | 0 | 0 | 0 | 0 | 290 | 0 | 0 | 0 | 0 | 0 | 0 | 0
2023-02-26 09:30 | 20 | 0 | 0 | 0 | 0 | 0 | 0 | 290 | 0 | 0 | 0 | 0 | 0 | 0 | 0
2023-02-26 10:00 | 21 | 0 | 0 | 0 | 0 | 0 | 0 | 190 | 0 | 0 | 0 | 0 | 0 | 0 | 0
2023-02-26 10:30 | 22 | 0 | 0 | 0 | 0 | 0 | 0 | 190 | 0 | 0 | 0 | 0 | 0 | 0 | 0
2023-02-26 11:00 | 23 | 0 | 0 | 0 | 0 | 0 | 0 | 190 | 0 | 0 | 0 | 0 | 0 | 0 | 0
2023-02-26 11:30 | 24 | 0 | 0 | 0 | 0 | 0 | 0 | 190 | 0 | 0 | 0 | 0 | 0 | 0 | 0
2023-02-26 12:00 | 1 | 0 | 0 | 0 | 0 | 0 | 0 | 190 | 0 | 0 | 0 | 0 | 0 | 0 | 0
2023-02-26 12:30 | 2 | 0 | 0 | 0 | 0 | 0 | 0 | 190 | 0 | 0 | 0 | 0 | 0 | 0 | 0
2023-02-26 13:00 | 3 | 0 | 0 | 0 | 0 | 0 | 0 | 190 | 0 | 0 | 0 | 0 | 0 | 0 | 0
2023-02-26 13:30 | 4 | 0 | 0 | 0 | 0 | 0 | 0 | 190 | 0 | 0 | 0 | 0 | 0 | 0 | 0
2023-02-26 14:00 | 5 | 0 | 0 | 0 | 0 | 0 | 0 | 190 | 0 | 0 | 0 | 0 | 0 | 0 | 0
2023-02-26 14:30 | 6 | 0 | 0 | 0 | 0 | 0 | 0 | 190 | 0 | 0 | 0 | 0 | 0 | 0 | 0
2023-02-26 15:00 | 7 | 0 | 0 | 0 | 0 | 0 | 0 | 190 | 0 | 0 | 0 | 0 | 0 | 0 | 0
2023-02-26 15:30 | 8 | 0 | 0 | 0 | 0 | 0 | 0 | 190 | 0 | 0 | 0 | 0 | 0 | 0 | 0
2023-02-26 16:00 | 9 | 0 | 0 | 0 | 0 | 0 | 0 | 190 | 0 | 0 | 0 | 0 | 0 | 0 | 0
2023-02-26 16:30 | 10 | 0 | 0 | 0 | 0 | 0 | 0 | 190 | 0 | 0 | 0 | 0 | 0 | 0 | 0
2023-02-26 17:00 | 11 | 0 | 0 | 0 | 0 | 0 | 0 | 190 | 0 | 0 | 0 | 0 | 0 | 0 | 0
2023-02-26 17:30 | 12 | 0 | 0 | 0 | 0 | 0 | 0 | 290 | 0 | 0 | 0 | 0 | 0 | 0 | 0
2023-02-26 18:00 | 13 | 0 | 0 | 0 | 0 | 0 | 0 | 290 | 0 | 0 | 0 | 0 | 0 | 0 | 0
2023-02-26 18:30 | 14 | 0 | 0 | 0 | 0 | 0 | 0 | 290 | 0 | 0 | 0 | 0 | 0 | 0 | 0
2023-02-26 19:00 | 15 | 0 | 0 | 0 | 0 | 0 | 0 | 290 | 0 | 0 | 0 | 0 | 0 | 0 | 0
2023-02-26 19:30 | 16 | 0 | 0 | 0 | 0 | 0 | 0 | 290 | 0 | 0 | 0 | 0 | 0 | 0 | 0
2023-02-26 20:00 | 17 | 0 | 0 | 0 | 0 | 0 | 0 | 290 | 0 | 0 | 0 | 0 | 0 | 0 | 0
2023-02-26 20:30 | 18 | 0 | 0 | 0 | 0 | 0 | 0 | 290 | 0 | 0 | 0 | 0 | 0 | 0 | 0
2023-02-26 21:00 | 19 | 0 | 0 | 0 | 0 | 0 | 0 | 290 | 0 | 0 | 0 | 0 | 0 | 0 | 0
2023-02-26 21:30 | 20 | 0 | 0 | 0 | 0 | 0 | 0 | 290 | 0 | 0 | 0 | 0 | 0 | 0 | 0
2023-02-26 22:00 | 21 | 0 | 0 | 0 | 0 | 0 | 0 | 190 | 0 | 0 | 0 | 0 | 0 | 0 | 0
2023-02-26 22:30 | 22 | 0 | 0 | 0 | 0 | 0 | 0 | 190 | 0 | 0 | 0 | 0 | 0 | 0 | 0
2023-02-26 23:00 | 23 | 0 | 0 | 0 | 0 | 0 | 0 | 190 | 0 | 0 | 0 | 0 | 0 | 0 | 0
2023-02-26 23:30 | 24 | 0 | 0 | 0 | 0 | 0 | 0 | 190 | 0 | 0 | 0 | 0 | 0 | 0 | 0
2023-02-27 | 1 | 0 | 0 | 0 | 0 | 0 | 0 | 190 | 0 | 0 | 0 | 0 | 0 | 0 | 0
2023-02-27 00:30 | 2 | 0 | 0 | 0 | 0 | 0 | 0 | 190 | 0 | 0 | 0 | 0 | 0 | 0 | 0
2023-02-27 01:00 | 3 | 0 | 0 | 0 | 0 | 0 | 0 | 190 | 0 | 0 | 0 | 0 | 0 | 0 | 0
2023-02-27 01:30 | 4 | 0 | 0 | 0 | 0 | 0 | 0 | 190 | 0 | 0 | 0 | 0 | 0 | 0 | 0
2023-02-27 02:00 | 5 | 0 | 0 | 0 | 0 | 0 | 0 | 190 | 0 | 0 | 0 | 0 | 0 | 0 | 0
2023-02-27 02:30 | 6 | 0 | 0 | 0 | 0 | 0 | 0 | 190 | 0 | 0 | 0 | 0 | 0 | 0 | 0
2023-02-27 03:00 | 7 | 0 | 0 | 0 | 0 | 0 | 0 | 190 | 0 | 0 | 0 | 0 | 0 | 0 | 0
2023-02-27 03:30 | 8 | 0 | 0 | 0 | 0 | 0 | 0 | 190 | 0 | 0 | 0 | 0 | 0 | 0 | 0
2023-02-27 04:00 | 9 | 0 | 0 | 0 | 0 | 0 | 0 | 190 | 0 | 0 | 0 | 0 | 0 | 0 | 0
2023-02-27 04:30 | 10 | 0 | 0 | 0 | 0 | 0 | 0 | 190 | 0 | 0 | 0 | 0 | 0 | 0 | 0
2023-02-27 05:00 | 11 | 0 | 0 | 0 | 0 | 0 | 0 | 190 | 0 | 0 | 0 | 0 | 0 | 0 | 0
2023-02-27 05:30 | 12 | 0 | 0 | 0 | 0 | 0 | 0 | 290 | 0 | 0 | 0 | 0 | 0 | 0 | 0
2023-02-27 06:00 | 13 | 0 | 0 | 0 | 0 | 0 | 0 | 290 | 0 | 0 | 0 | 0 | 0 | 0 | 0
2023-02-27 06:30 | 14 | 0 | 0 | 0 | 0 | 0 | 0 | 290 | 0 | 0 | 0 | 0 | 0 | 0 | 0
2023-02-27 07:00 | 15 | 0 | 0 | 0 | 0 | 0 | 0 | 290 | 0 | 0 | 0 | 0 | 0 | 0 | 0
2023-02-27 07:30 | 16 | 0 | 0 | 0 | 0 | 0 | 0 | 290 | 0 | 0 | 0 | 0 | 0 | 0 | 0
2023-02-27 08:00 | 17 | 0 | 0 | 0 | 0 | 0 | 0 | 290 | 0 | 0 | 0 | 0 | 0 | 0 | 0
2023-02-27 08:30 | 18 | 0 | 0 | 0 | 0 | 0 | 0 | 290 | 0 | 0 | 0 | 0 | 0 | 0 | 0
2023-02-27 09:00 | 19 | 0 | 0 | 0 | 0 | 0 | 0 | 290 | 0 | 0 | 0 | 0 | 0 | 0 | 0
2023-02-27 09:30 | 20 | 0 | 0 | 0 | 0 | 0 | 0 | 290 | 0 | 0 | 0 | 0 | 0 | 0 | 0
2023-02-27 10:00 | 21 | 0 | 0 | 0 | 0 | 0 | 0 | 190 | 0 | 0 | 0 | 0 | 0 | 0 | 0
2023-02-27 10:30 | 22 | 0 | 0 | 0 | 0 | 0 | 0 | 190 | 0 | 0 | 0 | 0 | 0 | 0 | 0
2023-02-27 11:00 | 23 | 0 | 0 | 0 | 0 | 0 | 0 | 190 | 0 | 0 | 0 | 0 | 0 | 0 | 0
2023-02-27 11:30 | 24 | 0 | 0 | 0 | 0 | 0 | 0 | 190 | 0 | 0 | 0 | 0 | 0 | 0 | 0
2023-02-27 12:00 | 1 | 0 | 0 | 0 | 0 | 0 | 0 | 190 | 0 | 0 | 0 | 0 | 0 | 0 | 0
2023-02-27 12:30 | 2 | 0 | 0 | 0 | 0 | 0 | 0 | 190 | 0 | 0 | 0 | 0 | 0 | 0 | 0
2023-02-27 13:00 | 3 | 0 | 0 | 0 | 0 | 0 | 0 | 190 | 0 | 0 | 0 | 0 | 0 | 0 | 0
2023-02-27 13:30 | 4 | 0 | 0 | 0 | 0 | 0 | 0 | 190 | 0 | 0 | 0 | 0 | 0 | 0 | 0
2023-02-27 14:00 | 5 | 0 | 0 | 0 | 0 | 0 | 0 | 190 | 0 | 0 | 0 | 0 | 0 | 0 | 0
2023-02-27 14:30 | 6 | 0 | 0 | 0 | 0 | 0 | 0 | 190 | 0 | 0 | 0 | 0 | 0 | 0 | 0
2023-02-27 15:00 | 7 | 0 | 0 | 0 | 0 | 0 | 0 | 190 | 0 | 0 | 0 | 0 | 0 | 0 | 0
2023-02-27 15:30 | 8 | 0 | 0 | 0 | 0 | 0 | 0 | 190 | 0 | 0 | 0 | 0 | 0 | 0 | 0
2023-02-27 16:00 | 9 | 0 | 0 | 0 | 0 | 0 | 0 | 190 | 0 | 0 | 0 | 0 | 0 | 0 | 0
2023-02-27 16:30 | 10 | 0 | 0 | 0 | 0 | 0 | 0 | 190 | 0 | 0 | 0 | 0 | 0 | 0 | 0
2023-02-27 17:00 | 11 | 0 | 0 | 0 | 0 | 0 | 0 | 190 | 0 | 0 | 0 | 0 | 0 | 0 | 0
2023-02-27 17:30 | 12 | 0 | 0 | 0 | 0 | 0 | 0 | 290 | 0 | 0 | 0 | 0 | 0 | 0 | 0
2023-02-27 18:00 | 13 | 0 | 0 | 0 | 0 | 0 | 0 | 290 | 0 | 0 | 0 | 0 | 0 | 0 | 0
2023-02-27 18:30 | 14 | 0 | 0 | 0 | 0 | 0 | 0 | 290 | 0 | 0 | 0 | 0 | 0 | 0 | 0
2023-02-27 19:00 | 15 | 0 | 0 | 0 | 0 | 0 | 0 | 290 | 0 | 0 | 0 | 0 | 0 | 0 | 0
2023-02-27 19:30 | 16 | 0 | 0 | 0 | 0 | 0 | 0 | 290 | 0 | 0 | 0 | 0 | 0 | 0 | 0
2023-02-27 20:00 | 17 | 0 | 0 | 0 | 0 | 0 | 0 | 290 | 0 | 0 | 0 | 0 | 0 | 0 | 0
2023-02-27 20:30 | 18 | 0 | 0 | 0 | 0 | 0 | 0 | 290 | 0 | 0 | 0 | 0 | 0 | 0 | 0
2023-02-27 21:00 | 19 | 0 | 0 | 0 | 0 | 0 | 0 | 290 | 0 | 0 | 0 | 0 | 0 | 0 | 0
2023-02-27 21:30 | 20 | 0 | 0 | 0 | 0 | 0 | 0 | 290 | 0 | 0 | 0 | 0 | 0 | 0 | 0
2023-02-27 22:00 | 21 | 0 | 0 | 0 | 0 | 0 | 0 | 190 | 0 | 0 | 0 | 0 | 0 | 0 | 0
2023-02-27 22:30 | 22 | 0 | 0 | 0 | 0 | 0 | 0 | 190 | 0 | 0 | 0 | 0 | 0 | 0 | 0
2023-02-27 23:00 | 23 | 0 | 0 | 0 | 0 | 0 | 0 | 190 | 0 | 0 | 0 | 0 | 0 | 0 | 0
2023-02-27 23:30 | 24 | 0 | 0 | 0 | 0 | 0 | 0 | 190 | 0 | 0 | 0 | 0 | 0 | 0 | 0
2023-02-28 | 1 | 0 | 0 | 0 | 0 | 0 | 0 | 190 | 0 | 0 | 0 | 0 | 0 | 0 | 0
2023-02-28 00:30 | 2 | 0 | 0 | 0 | 0 | 0 | 0 | 190 | 0 | 0 | 0 | 0 | 0 | 0 | 0
2023-02-28 01:00 | 3 | 0 | 0 | 0 | 0 | 0 | 0 | 190 | 0 | 0 | 0 | 0 | 0 | 0 | 0
2023-02-28 01:30 | 4 | 0 | 0 | 0 | 0 | 0 | 0 | 190 | 0 | 0 | 0 | 0 | 0 | 0 | 0
2023-02-28 02:00 | 5 | 0 | 0 | 0 | 0 | 0 | 0 | 190 | 0 | 0 | 0 | 0 | 0 | 0 | 0
2023-02-28 02:30 | 6 | 0 | 0 | 0 | 0 | 0 | 0 | 190 | 0 | 0 | 0 | 0 | 0 | 0 | 0
2023-02-28 03:00 | 7 | 0 | 0 | 0 | 0 | 0 | 0 | 190 | 0 | 0 | 0 | 0 | 0 | 0 | 0
2023-02-28 03:30 | 8 | 0 | 0 | 0 | 0 | 0 | 0 | 190 | 0 | 0 | 0 | 0 | 0 | 0 | 0
2023-02-28 04:00 | 9 | 0 | 0 | 0 | 0 | 0 | 0 | 190 | 0 | 0 | 0 | 0 | 0 | 0 | 0
2023-02-28 04:30 | 10 | 0 | 0 | 0 | 0 | 0 | 0 | 190 | 0 | 0 | 0 | 0 | 0 | 0 | 0
2023-02-28 05:00 | 11 | 0 | 0 | 0 | 0 | 0 | 0 | 190 | 0 | 0 | 0 | 0 | 0 | 0 | 0
2023-02-28 05:30 | 12 | 0 | 0 | 0 | 0 | 0 | 0 | 290 | 0 | 0 | 0 | 0 | 0 | 0 | 0
2023-02-28 06:00 | 13 | 0 | 0 | 0 | 0 | 0 | 0 | 290 | 0 | 0 | 0 | 0 | 0 | 0 | 0
2023-02-28 06:30 | 14 | 0 | 0 | 0 | 0 | 0 | 0 | 290 | 0 | 0 | 0 | 0 | 0 | 0 | 0
2023-02-28 07:00 | 15 | 0 | 0 | 0 | 0 | 0 | 0 | 290 | 0 | 0 | 0 | 0 | 0 | 0 | 0
2023-02-28 07:30 | 16 | 0 | 0 | 0 | 0 | 0 | 0 | 290 | 0 | 0 | 0 | 0 | 0 | 0 | 0
2023-02-28 08:00 | 17 | 0 | 0 | 0 | 0 | 0 | 0 | 290 | 0 | 0 | 0 | 0 | 0 | 0 | 0
2023-02-28 08:30 | 18 | 0 | 0 | 0 | 0 | 0 | 0 | 290 | 0 | 0 | 0 | 0 | 0 | 0 | 0
2023-02-28 09:00 | 19 | 0 | 0 | 0 | 0 | 0 | 0 | 290 | 0 | 0 | 0 | 0 | 0 | 0 | 0
2023-02-28 09:30 | 20 | 0 | 0 | 0 | 0 | 0 | 0 | 290 | 0 | 0 | 0 | 0 | 0 | 0 | 0
2023-02-28 10:00 | 21 | 0 | 0 | 0 | 0 | 0 | 0 | 190 | 0 | 0 | 0 | 0 | 0 | 0 | 0
2023-02-28 10:30 | 22 | 0 | 0 | 0 | 0 | 0 | 0 | 190 | 0 | 0 | 0 | 0 | 0 | 0 | 0
2023-02-28 11:00 | 23 | 0 | 0 | 0 | 0 | 0 | 0 | 190 | 0 | 0 | 0 | 0 | 0 | 0 | 0
2023-02-28 11:30 | 24 | 0 | 0 | 0 | 0 | 0 | 0 | 190 | 0 | 0 | 0 | 0 | 0 | 0 | 0
2023-02-28 12:00 | 1 | 0 | 0 | 0 | 0 | 0 | 0 | 190 | 0 | 0 | 0 | 0 | 0 | 0 | 0
2023-02-28 12:30 | 2 | 0 | 0 | 0 | 0 | 0 | 0 | 190 | 0 | 0 | 0 | 0 | 0 | 0 | 0
2023-02-28 13:00 | 3 | 0 | 0 | 0 | 0 | 0 | 0 | 190 | 0 | 0 | 0 | 0 | 0 | 0 | 0
2023-02-28 13:30 | 4 | 0 | 0 | 0 | 0 | 0 | 0 | 190 | 0 | 0 | 0 | 0 | 0 | 0 | 0
2023-02-28 14:00 | 5 | 0 | 0 | 0 | 0 | 0 | 0 | 190 | 0 | 0 | 0 | 0 | 0 | 0 | 0
2023-02-28 14:30 | 6 | 0 | 0 | 0 | 0 | 0 | 0 | 190 | 0 | 0 | 0 | 0 | 0 | 0 | 0
2023-02-28 15:00 | 7 | 0 | 0 | 0 | 0 | 0 | 0 | 190 | 0 | 0 | 0 | 0 | 0 | 0 | 0
2023-02-28 15:30 | 8 | 0 | 0 | 0 | 0 | 0 | 0 | 190 | 0 | 0 | 0 | 0 | 0 | 0 | 0
2023-02-28 16:00 | 9 | 0 | 0 | 0 | 0 | 0 | 0 | 190 | 0 | 0 | 0 | 0 | 0 | 0 | 0
2023-02-28 16:30 | 10 | 0 | 0 | 0 | 0 | 0 | 0 | 190 | 0 | 0 | 0 | 0 | 0 | 0 | 0
2023-02-28 17:00 | 11 | 0 | 0 | 0 | 0 | 0 | 0 | 190 | 0 | 0 | 0 | 0 | 0 | 0 | 0
2023-02-28 17:30 | 12 | 0 | 0 | 0 | 0 | 0 | 0 | 290 | 0 | 0 | 0 | 0 | 0 | 0 | 0
2023-02-28 18:00 | 13 | 0 | 0 | 0 | 0 | 0 | 0 | 290 | 0 | 0 | 0 | 0 | 0 | 0 | 0
2023-02-28 18:30 | 14 | 0 | 0 | 0 | 0 | 0 | 0 | 290 | 0 | 0 | 0 | 0 | 0 | 0 | 0
2023-02-28 19:00 | 15 | 0 | 0 | 0 | 0 | 0 | 0 | 290 | 0 | 0 | 0 | 0 | 0 | 0 | 0
2023-02-28 19:30 | 16 | 0 | 0 | 0 | 0 | 0 | 0 | 290 | 0 | 0 | 0 | 0 | 0 | 0 | 0
2023-02-28 20:00 | 17 | 0 | 0 | 0 | 0 | 0 | 0 | 290 | 0 | 0 | 0 | 0 | 0 | 0 | 0
2023-02-28 20:30 | 18 | 0 | 0 | 0 | 0 | 0 | 0 | 290 | 0 | 0 | 0 | 0 | 0 | 0 | 0
2023-02-28 21:00 | 19 | 0 | 0 | 0 | 0 | 0 | 0 | 290 | 0 | 0 | 0 | 0 | 0 | 0 | 0
2023-02-28 21:30 | 20 | 0 | 0 | 0 | 0 | 0 | 0 | 290 | 0 | 0 | 0 | 0 | 0 | 0 | 0
2023-02-28 22:00 | 21 | 0 | 0 | 0 | 0 | 0 | 0 | 190 | 0 | 0 | 0 | 0 | 0 | 0 | 0
2023-02-28 22:30 | 22 | 0 | 0 | 0 | 0 | 0 | 0 | 190 | 0 | 0 | 0 | 0 | 0 | 0 | 0
2023-02-28 23:00 | 23 | 0 | 0 | 0 | 0 | 0 | 0 | 190 | 0 | 0 | 0 | 0 | 0 | 0 | 0
2023-02-28 23:30 | 24 | 0 | 0 | 0 | 0 | 0 | 0 | 190 | 0 | 0 | 0 | 0 | 0 | 0 | 0
2023-03-01 | 1 | 0 | 0 | 0 | 0 | 0 | 0 | 190 | 0 | 0 | 0 | 0 | 0 | 0 | 0
2023-03-01 00:30 | 2 | 0 | 0 | 0 | 0 | 0 | 0 | 190 | 0 | 0 | 0 | 0 | 0 | 0 | 0
2023-03-01 01:00 | 3 | 0 | 0 | 0 | 0 | 0 | 0 | 190 | 0 | 0 | 0 | 0 | 0 | 0 | 0
2023-03-01 01:30 | 4 | 0 | 0 | 0 | 0 | 0 | 0 | 190 | 0 | 0 | 0 | 0 | 0 | 0 | 0
2023-03-01 02:00 | 5 | 0 | 0 | 0 | 0 | 0 | 0 | 190 | 0 | 0 | 0 | 0 | 0 | 0 | 0
2023-03-01 02:30 | 6 | 0 | 0 | 0 | 0 | 0 | 0 | 190 | 0 | 0 | 0 | 0 | 0 | 0 | 0
2023-03-01 03:00 | 7 | 0 | 0 | 0 | 0 | 0 | 0 | 190 | 0 | 0 | 0 | 0 | 0 | 0 | 0
2023-03-01 03:30 | 8 | 0 | 0 | 0 | 0 | 0 | 0 | 190 | 0 | 0 | 0 | 0 | 0 | 0 | 0
2023-03-01 04:00 | 9 | 0 | 0 | 0 | 0 | 0 | 0 | 190 | 0 | 0 | 0 | 0 | 0 | 0 | 0
2023-03-01 04:30 | 10 | 0 | 0 | 0 | 0 | 0 | 0 | 190 | 0 | 0 | 0 | 0 | 0 | 0 | 0
2023-03-01 05:00 | 11 | 0 | 0 | 0 | 0 | 0 | 0 | 190 | 0 | 0 | 0 | 0 | 0 | 0 | 0
2023-03-01 05:30 | 12 | 0 | 0 | 0 | 0 | 0 | 0 | 290 | 0 | 0 | 0 | 0 | 0 | 0 | 0
2023-03-01 06:00 | 13 | 0 | 0 | 0 | 0 | 0 | 0 | 290 | 0 | 0 | 0 | 0 | 0 | 0 | 0
2023-03-01 06:30 | 14 | 0 | 0 | 0 | 0 | 0 | 0 | 290 | 0 | 0 | 0 | 0 | 0 | 0 | 0
2023-03-01 07:00 | 15 | 0 | 0 | 0 | 0 | 0 | 0 | 290 | 0 | 0 | 0 | 0 | 0 | 0 | 0
2023-03-01 07:30 | 16 | 0 | 0 | 0 | 0 | 0 | 0 | 290 | 0 | 0 | 0 | 0 | 0 | 0 | 0
2023-03-01 08:00 | 17 | 0 | 0 | 0 | 0 | 0 | 0 | 290 | 0 | 0 | 0 | 0 | 0 | 0 | 0
2023-03-01 08:30 | 18 | 0 | 0 | 0 | 0 | 0 | 0 | 290 | 0 | 0 | 0 | 0 | 0 | 0 | 0
2023-03-01 09:00 | 19 | 0 | 0 | 0 | 0 | 0 | 0 | 290 | 0 | 0 | 0 | 0 | 0 | 0 | 0
2023-03-01 09:30 | 20 | 0 | 0 | 0 | 0 | 0 | 0 | 290 | 0 | 0 | 0 | 0 | 0 | 0 | 0
2023-03-01 10:00 | 21 | 0 | 0 | 0 | 0 | 0 | 0 | 190 | 0 | 0 | 0 | 0 | 0 | 0 | 0
2023-03-01 10:30 | 22 | 0 | 0 | 0 | 0 | 0 | 0 | 190 | 0 | 0 | 0 | 0 | 0 | 0 | 0
2023-03-01 11:00 | 23 | 0 | 0 | 0 | 0 | 0 | 0 | 190 | 0 | 0 | 0 | 0 | 0 | 0 | 0
2023-03-01 11:30 | 24 | 0 | 0 | 0 | 0 | 0 | 0 | 190 | 0 | 0 | 0 | 0 | 0 | 0 | 0
2023-03-01 12:00 | 1 | 0 | 0 | 0 | 0 | 0 | 0 | 190 | 0 | 0 | 0 | 0 | 0 | 0 | 0
2023-03-01 12:30 | 2 | 0 | 0 | 0 | 0 | 0 | 0 | 190 | 0 | 0 | 0 | 0 | 0 | 0 | 0
2023-03-01 13:00 | 3 | 0 | 0 | 0 | 0 | 0 | 0 | 190 | 0 | 0 | 0 | 0 | 0 | 0 | 0
2023-03-01 13:30 | 4 | 0 | 0 | 0 | 0 | 0 | 0 | 190 | 0 | 0 | 0 | 0 | 0 | 0 | 0
2023-03-01 14:00 | 5 | 0 | 0 | 0 | 0 | 0 | 0 | 190 | 0 | 0 | 0 | 0 | 0 | 0 | 0
2023-03-01 14:30 | 6 | 0 | 0 | 0 | 0 | 0 | 0 | 190 | 0 | 0 | 0 | 0 | 0 | 0 | 0
2023-03-01 15:00 | 7 | 0 | 0 | 0 | 0 | 0 | 0 | 190 | 0 | 0 | 0 | 0 | 0 | 0 | 0
2023-03-01 15:30 | 8 | 0 | 0 | 0 | 0 | 0 | 0 | 190 | 0 | 0 | 0 | 0 | 0 | 0 | 0
2023-03-01 16:00 | 9 | 0 | 0 | 0 | 0 | 0 | 0 | 190 | 0 | 0 | 0 | 0 | 0 | 0 | 0
2023-03-01 16:30 | 10 | 0 | 0 | 0 | 0 | 0 | 0 | 190 | 0 | 0 | 0 | 0 | 0 | 0 | 0
2023-03-01 17:00 | 11 | 0 | 0 | 0 | 0 | 0 | 0 | 190 | 0 | 0 | 0 | 0 | 0 | 0 | 0
2023-03-01 17:30 | 12 | 0 | 0 | 0 | 0 | 0 | 0 | 290 | 0 | 0 | 0 | 0 | 0 | 0 | 0
2023-03-01 18:00 | 13 | 0 | 0 | 0 | 0 | 0 | 0 | 290 | 0 | 0 | 0 | 0 | 0 | 0 | 0
2023-03-01 18:30 | 14 | 0 | 0 | 0 | 0 | 0 | 0 | 290 | 0 | 0 | 0 | 0 | 0 | 0 | 0
2023-03-01 19:00 | 15 | 0 | 0 | 0 | 0 | 0 | 0 | 290 | 0 | 0 | 0 | 0 | 0 | 0 | 0
2023-03-01 19:30 | 16 | 0 | 0 | 0 | 0 | 0 | 0 | 290 | 0 | 0 | 0 | 0 | 0 | 0 | 0
2023-03-01 20:00 | 17 | 0 | 0 | 0 | 0 | 0 | 0 | 290 | 0 | 0 | 0 | 0 | 0 | 0 | 0
2023-03-01 20:30 | 18 | 0 | 0 | 0 | 0 | 0 | 0 | 290 | 0 | 0 | 0 | 0 | 0 | 0 | 0
2023-03-01 21:00 | 19 | 0 | 0 | 0 | 0 | 0 | 0 | 290 | 0 | 0 | 0 | 0 | 0 | 0 | 0
2023-03-01 21:30 | 20 | 0 | 0 | 0 | 0 | 0 | 0 | 290 | 0 | 0 | 0 | 0 | 0 | 0 | 0
2023-03-01 22:00 | 21 | 0 | 0 | 0 | 0 | 0 | 0 | 190 | 0 | 0 | 0 | 0 | 0 | 0 | 0
2023-03-01 22:30 | 22 | 0 | 0 | 0 | 0 | 0 | 0 | 190 | 0 | 0 | 0 | 0 | 0 | 0 | 0
2023-03-01 23:00 | 23 | 0 | 0 | 0 | 0 | 0 | 0 | 190 | 0 | 0 | 0 | 0 | 0 | 0 | 0
2023-03-01 23:30 | 24 | 0 | 0 | 0 | 0 | 0 | 0 | 190 | 0 | 0 | 0 | 0 | 0 | 0 | 0
2023-03-02 | 1 | 0 | 0 | 0 | 0 | 0 | 0 | 190 | 0 | 0 | 0 | 0 | 0 | 0 | 0
2023-03-02 00:30 | 2 | 0 | 0 | 0 | 0 | 0 | 0 | 190 | 0 | 0 | 0 | 0 | 0 | 0 | 0
2023-03-02 01:00 | 3 | 0 | 0 | 0 | 0 | 0 | 0 | 190 | 0 | 0 | 0 | 0 | 0 | 0 | 0
2023-03-02 01:30 | 4 | 0 | 0 | 0 | 0 | 0 | 0 | 190 | 0 | 0 | 0 | 0 | 0 | 0 | 0
2023-03-02 02:00 | 5 | 0 | 0 | 0 | 0 | 0 | 0 | 190 | 0 | 0 | 0 | 0 | 0 | 0 | 0
2023-03-02 02:30 | 6 | 0 | 0 | 0 | 0 | 0 | 0 | 190 | 0 | 0 | 0 | 0 | 0 | 0 | 0
2023-03-02 03:00 | 7 | 0 | 0 | 0 | 0 | 0 | 0 | 190 | 0 | 0 | 0 | 0 | 0 | 0 | 0
2023-03-02 03:30 | 8 | 0 | 0 | 0 | 0 | 0 | 0 | 190 | 0 | 0 | 0 | 0 | 0 | 0 | 0
2023-03-02 04:00 | 9 | 0 | 0 | 0 | 0 | 0 | 0 | 190 | 0 | 0 | 0 | 0 | 0 | 0 | 0
2023-03-02 04:30 | 10 | 0 | 0 | 0 | 0 | 0 | 0 | 190 | 0 | 0 | 0 | 0 | 0 | 0 | 0
2023-03-02 05:00 | 11 | 0 | 0 | 0 | 0 | 0 | 0 | 190 | 0 | 0 | 0 | 0 | 0 | 0 | 0
2023-03-02 05:30 | 12 | 0 | 0 | 0 | 0 | 0 | 0 | 290 | 0 | 0 | 0 | 0 | 0 | 0 | 0
2023-03-02 06:00 | 13 | 0 | 0 | 0 | 0 | 0 | 0 | 290 | 0 | 0 | 0 | 0 | 0 | 0 | 0
2023-03-02 06:30 | 14 | 0 | 0 | 0 | 0 | 0 | 0 | 290 | 0 | 0 | 0 | 0 | 0 | 0 | 0
2023-03-02 07:00 | 15 | 0 | 0 | 0 | 0 | 0 | 0 | 290 | 0 | 0 | 0 | 0 | 0 | 0 | 0
2023-03-02 07:30 | 16 | 0 | 0 | 0 | 0 | 0 | 0 | 290 | 0 | 0 | 0 | 0 | 0 | 0 | 0
2023-03-02 08:00 | 17 | 0 | 0 | 0 | 0 | 0 | 0 | 290 | 0 | 0 | 0 | 0 | 0 | 0 | 0
2023-03-02 08:30 | 18 | 0 | 0 | 0 | 0 | 0 | 0 | 290 | 0 | 0 | 0 | 0 | 0 | 0 | 0
2023-03-02 09:00 | 19 | 0 | 0 | 0 | 0 | 0 | 0 | 290 | 0 | 0 | 0 | 0 | 0 | 0 | 0
2023-03-02 09:30 | 20 | 0 | 0 | 0 | 0 | 0 | 0 | 290 | 0 | 0 | 0 | 0 | 0 | 0 | 0
2023-03-02 10:00 | 21 | 0 | 0 | 0 | 0 | 0 | 0 | 190 | 0 | 0 | 0 | 0 | 0 | 0 | 0
2023-03-02 10:30 | 22 | 0 | 0 | 0 | 0 | 0 | 0 | 190 | 0 | 0 | 0 | 0 | 0 | 0 | 0
2023-03-02 11:00 | 23 | 0 | 0 | 0 | 0 | 0 | 0 | 190 | 0 | 0 | 0 | 0 | 0 | 0 | 0
2023-03-02 11:30 | 24 | 0 | 0 | 0 | 0 | 0 | 0 | 190 | 0 | 0 | 0 | 0 | 0 | 0 | 0
2023-03-02 12:00 | 1 | 0 | 0 | 0 | 0 | 0 | 0 | 190 | 0 | 0 | 0 | 0 | 0 | 0 | 0
2023-03-02 12:30 | 2 | 0 | 0 | 0 | 0 | 0 | 0 | 190 | 0 | 0 | 0 | 0 | 0 | 0 | 0
2023-03-02 13:00 | 3 | 0 | 0 | 0 | 0 | 0 | 0 | 190 | 0 | 0 | 0 | 0 | 0 | 0 | 0
2023-03-02 13:30 | 4 | 0 | 0 | 0 | 0 | 0 | 0 | 190 | 0 | 0 | 0 | 0 | 0 | 0 | 0
2023-03-02 14:00 | 5 | 0 | 0 | 0 | 0 | 0 | 0 | 190 | 0 | 0 | 0 | 0 | 0 | 0 | 0
2023-03-02 14:30 | 6 | 0 | 0 | 0 | 0 | 0 | 0 | 190 | 0 | 0 | 0 | 0 | 0 | 0 | 0
2023-03-02 15:00 | 7 | 0 | 0 | 0 | 0 | 0 | 0 | 190 | 0 | 0 | 0 | 0 | 0 | 0 | 0
2023-03-02 15:30 | 8 | 0 | 0 | 0 | 0 | 0 | 0 | 190 | 0 | 0 | 0 | 0 | 0 | 0 | 0
2023-03-02 16:00 | 9 | 0 | 0 | 0 | 0 | 0 | 0 | 190 | 0 | 0 | 0 | 0 | 0 | 0 | 0
2023-03-02 16:30 | 10 | 0 | 0 | 0 | 0 | 0 | 0 | 190 | 0 | 0 | 0 | 0 | 0 | 0 | 0
2023-03-02 17:00 | 11 | 0 | 0 | 0 | 0 | 0 | 0 | 190 | 0 | 0 | 0 | 0 | 0 | 0 | 0
2023-03-02 17:30 | 12 | 0 | 0 | 0 | 0 | 0 | 0 | 290 | 0 | 0 | 0 | 0 | 0 | 0 | 0
2023-03-02 18:00 | 13 | 0 | 0 | 0 | 0 | 0 | 0 | 290 | 0 | 0 | 0 | 0 | 0 | 0 | 0
2023-03-02 18:30 | 14 | 0 | 0 | 0 | 0 | 0 | 0 | 290 | 0 | 0 | 0 | 0 | 0 | 0 | 0
2023-03-02 19:00 | 15 | 0 | 0 | 0 | 0 | 0 | 0 | 290 | 0 | 0 | 0 | 0 | 0 | 0 | 0
2023-03-02 19:30 | 16 | 0 | 0 | 0 | 0 | 0 | 0 | 290 | 0 | 0 | 0 | 0 | 0 | 0 | 0
2023-03-02 20:00 | 17 | 0 | 0 | 0 | 0 | 0 | 0 | 290 | 0 | 0 | 0 | 0 | 0 | 0 | 0
2023-03-02 20:30 | 18 | 0 | 0 | 0 | 0 | 0 | 0 | 290 | 0 | 0 | 0 | 0 | 0 | 0 | 0
2023-03-02 21:00 | 19 | 0 | 0 | 0 | 0 | 0 | 0 | 290 | 0 | 0 | 0 | 0 | 0 | 0 | 0
2023-03-02 21:30 | 20 | 0 | 0 | 0 | 0 | 0 | 0 | 290 | 0 | 0 | 0 | 0 | 0 | 0 | 0
2023-03-02 22:00 | 21 | 0 | 0 | 0 | 0 | 0 | 0 | 190 | 0 | 0 | 0 | 0 | 0 | 0 | 0
2023-03-02 22:30 | 22 | 0 | 0 | 0 | 0 | 0 | 0 | 190 | 0 | 0 | 0 | 0 | 0 | 0 | 0
2023-03-02 23:00 | 23 | 0 | 0 | 0 | 0 | 0 | 0 | 190 | 0 | 0 | 0 | 0 | 0 | 0 | 0
2023-03-02 23:30 | 24 | 0 | 0 | 0 | 0 | 0 | 0 | 190 | 0 | 0 | 0 | 0 | 0 | 0 | 0
2023-03-03 | 1 | 0 | 0 | 0 | 0 | 0 | 0 | 190 | 0 | 0 | 0 | 0 | 0 | 0 | 0
2023-03-03 00:30 | 2 | 0 | 0 | 0 | 0 | 0 | 0 | 190 | 0 | 0 | 0 | 0 | 0 | 0 | 0
2023-03-03 01:00 | 3 | 0 | 0 | 0 | 0 | 0 | 0 | 190 | 0 | 0 | 0 | 0 | 0 | 0 | 0
2023-03-03 01:30 | 4 | 0 | 0 | 0 | 0 | 0 | 0 | 190 | 0 | 0 | 0 | 0 | 0 | 0 | 0
2023-03-03 02:00 | 5 | 0 | 0 | 0 | 0 | 0 | 0 | 190 | 0 | 0 | 0 | 0 | 0 | 0 | 0
2023-03-03 02:30 | 6 | 0 | 0 | 0 | 0 | 0 | 0 | 190 | 0 | 0 | 0 | 0 | 0 | 0 | 0
2023-03-03 03:00 | 7 | 0 | 0 | 0 | 0 | 0 | 0 | 190 | 0 | 0 | 0 | 0 | 0 | 0 | 0
2023-03-03 03:30 | 8 | 0 | 0 | 0 | 0 | 0 | 0 | 190 | 0 | 0 | 0 | 0 | 0 | 0 | 0
2023-03-03 04:00 | 9 | 0 | 0 | 0 | 0 | 0 | 0 | 190 | 0 | 0 | 0 | 0 | 0 | 0 | 0
2023-03-03 04:30 | 10 | 0 | 0 | 0 | 0 | 0 | 0 | 190 | 0 | 0 | 0 | 0 | 0 | 0 | 0
2023-03-03 05:00 | 11 | 0 | 0 | 0 | 0 | 0 | 0 | 190 | 0 | 0 | 0 | 0 | 0 | 0 | 0
2023-03-03 05:30 | 12 | 0 | 0 | 0 | 0 | 0 | 0 | 290 | 0 | 0 | 0 | 0 | 0 | 0 | 0
2023-03-03 06:00 | 13 | 0 | 0 | 0 | 0 | 0 | 0 | 290 | 0 | 0 | 0 | 0 | 0 | 0 | 0
2023-03-03 06:30 | 14 | 0 | 0 | 0 | 0 | 0 | 0 | 290 | 0 | 0 | 0 | 0 | 0 | 0 | 0
2023-03-03 07:00 | 15 | 0 | 0 | 0 | 0 | 0 | 0 | 290 | 0 | 0 | 0 | 0 | 0 | 0 | 0
2023-03-03 07:30 | 16 | 0 | 0 | 0 | 0 | 0 | 0 | 290 | 0 | 0 | 0 | 0 | 0 | 0 | 0
2023-03-03 08:00 | 17 | 0 | 0 | 0 | 0 | 0 | 0 | 290 | 0 | 0 | 0 | 0 | 0 | 0 | 0
2023-03-03 08:30 | 18 | 0 | 0 | 0 | 0 | 0 | 0 | 290 | 0 | 0 | 0 | 0 | 0 | 0 | 0
2023-03-03 09:00 | 19 | 0 | 0 | 0 | 0 | 0 | 0 | 290 | 0 | 0 | 0 | 0 | 0 | 0 | 0
2023-03-03 09:30 | 20 | 0 | 0 | 0 | 0 | 0 | 0 | 290 | 0 | 0 | 0 | 0 | 0 | 0 | 0
2023-03-03 10:00 | 21 | 0 | 0 | 0 | 0 | 0 | 0 | 190 | 0 | 0 | 0 | 0 | 0 | 0 | 0
2023-03-03 10:30 | 22 | 0 | 0 | 0 | 0 | 0 | 0 | 190 | 0 | 0 | 0 | 0 | 0 | 0 | 0
2023-03-03 11:00 | 23 | 0 | 0 | 0 | 0 | 0 | 0 | 190 | 0 | 0 | 0 | 0 | 0 | 0 | 0
2023-03-03 11:30 | 24 | 0 | 0 | 0 | 0 | 0 | 0 | 190 | 0 | 0 | 0 | 0 | 0 | 0 | 0
2023-03-03 12:00 | 1 | 0 | 0 | 0 | 0 | 0 | 0 | 190 | 0 | 0 | 0 | 0 | 0 | 0 | 0
2023-03-03 12:30 | 2 | 0 | 0 | 0 | 0 | 0 | 0 | 190 | 0 | 0 | 0 | 0 | 0 | 0 | 0
2023-03-03 13:00 | 3 | 0 | 0 | 0 | 0 | 0 | 0 | 190 | 0 | 0 | 0 | 0 | 0 | 0 | 0
2023-03-03 13:30 | 4 | 0 | 0 | 0 | 0 | 0 | 0 | 190 | 0 | 0 | 0 | 0 | 0 | 0 | 0
2023-03-03 14:00 | 5 | 0 | 0 | 0 | 0 | 0 | 0 | 190 | 0 | 0 | 0 | 0 | 0 | 0 | 0
2023-03-03 14:30 | 6 | 0 | 0 | 0 | 0 | 0 | 0 | 190 | 0 | 0 | 0 | 0 | 0 | 0 | 0
2023-03-03 15:00 | 7 | 0 | 0 | 0 | 0 | 0 | 0 | 190 | 0 | 0 | 0 | 0 | 0 | 0 | 0
2023-03-03 15:30 | 8 | 0 | 0 | 0 | 0 | 0 | 0 | 190 | 0 | 0 | 0 | 0 | 0 | 0 | 0
2023-03-03 16:00 | 9 | 0 | 0 | 0 | 0 | 0 | 0 | 190 | 0 | 0 | 0 | 0 | 0 | 0 | 0
2023-03-03 16:30 | 10 | 0 | 0 | 0 | 0 | 0 | 0 | 190 | 0 | 0 | 0 | 0 | 0 | 0 | 0
2023-03-03 17:00 | 11 | 0 | 0 | 0 | 0 | 0 | 0 | 190 | 0 | 0 | 0 | 0 | 0 | 0 | 0
2023-03-03 17:30 | 12 | 0 | 0 | 0 | 0 | 0 | 0 | 290 | 0 | 0 | 0 | 0 | 0 | 0 | 0
2023-03-03 18:00 | 13 | 0 | 0 | 0 | 0 | 0 | 0 | 290 | 0 | 0 | 0 | 0 | 0 | 0 | 0
2023-03-03 18:30 | 14 | 0 | 0 | 0 | 0 | 0 | 0 | 290 | 0 | 0 | 0 | 0 | 0 | 0 | 0
2023-03-03 19:00 | 15 | 0 | 0 | 0 | 0 | 0 | 0 | 290 | 0 | 0 | 0 | 0 | 0 | 0 | 0
2023-03-03 19:30 | 16 | 0 | 0 | 0 | 0 | 0 | 0 | 290 | 0 | 0 | 0 | 0 | 0 | 0 | 0
2023-03-03 20:00 | 17 | 0 | 0 | 0 | 0 | 0 | 0 | 290 | 0 | 0 | 0 | 0 | 0 | 0 | 0
2023-03-03 20:30 | 18 | 0 | 0 | 0 | 0 | 0 | 0 | 290 | 0 | 0 | 0 | 0 | 0 | 0 | 0
2023-03-03 21:00 | 19 | 0 | 0 | 0 | 0 | 0 | 0 | 290 | 0 | 0 | 0 | 0 | 0 | 0 | 0
2023-03-03 21:30 | 20 | 0 | 0 | 0 | 0 | 0 | 0 | 290 | 0 | 0 | 0 | 0 | 0 | 0 | 0
2023-03-03 22:00 | 21 | 0 | 0 | 0 | 0 | 0 | 0 | 190 | 0 | 0 | 0 | 0 | 0 | 0 | 0
2023-03-03 22:30 | 22 | 0 | 0 | 0 | 0 | 0 | 0 | 190 | 0 | 0 | 0 | 0 | 0 | 0 | 0
2023-03-03 23:00 | 23 | 0 | 0 | 0 | 0 | 0 | 0 | 190 | 0 | 0 | 0 | 0 | 0 | 0 | 0
2023-03-03 23:30 | 24 | 0 | 0 | 0 | 0 | 0 | 0 | 190 | 0 | 0 | 0 | 0 | 0 | 0 | 0
2023-03-04 | 1 | 0 | 0 | 0 | 0 | 0 | 0 | 190 | 0 | 0 | 0 | 0 | 0 | 0 | 0
2023-03-04 00:30 | 2 | 0 | 0 | 0 | 0 | 0 | 0 | 190 | 0 | 0 | 0 | 0 | 0 | 0 | 0
2023-03-04 01:00 | 3 | 0 | 0 | 0 | 0 | 0 | 0 | 190 | 0 | 0 | 0 | 0 | 0 | 0 | 0
2023-03-04 01:30 | 4 | 0 | 0 | 0 | 0 | 0 | 0 | 190 | 0 | 0 | 0 | 0 | 0 | 0 | 0
2023-03-04 02:00 | 5 | 0 | 0 | 0 | 0 | 0 | 0 | 190 | 0 | 0 | 0 | 0 | 0 | 0 | 0
2023-03-04 02:30 | 6 | 0 | 0 | 0 | 0 | 0 | 0 | 190 | 0 | 0 | 0 | 0 | 0 | 0 | 0
2023-03-04 03:00 | 7 | 0 | 0 | 0 | 0 | 0 | 0 | 190 | 0 | 0 | 0 | 0 | 0 | 0 | 0
2023-03-04 03:30 | 8 | 0 | 0 | 0 | 0 | 0 | 0 | 190 | 0 | 0 | 0 | 0 | 0 | 0 | 0
2023-03-04 04:00 | 9 | 0 | 0 | 0 | 0 | 0 | 0 | 190 | 0 | 0 | 0 | 0 | 0 | 0 | 0
2023-03-04 04:30 | 10 | 0 | 0 | 0 | 0 | 0 | 0 | 190 | 0 | 0 | 0 | 0 | 0 | 0 | 0
2023-03-04 05:00 | 11 | 0 | 0 | 0 | 0 | 0 | 0 | 190 | 0 | 0 | 0 | 0 | 0 | 0 | 0
2023-03-04 05:30 | 12 | 0 | 0 | 0 | 0 | 0 | 0 | 290 | 0 | 0 | 0 | 0 | 0 | 0 | 0
2023-03-04 06:00 | 13 | 0 | 0 | 0 | 0 | 0 | 0 | 290 | 0 | 0 | 0 | 0 | 0 | 0 | 0
2023-03-04 06:30 | 14 | 0 | 0 | 0 | 0 | 0 | 0 | 290 | 0 | 0 | 0 | 0 | 0 | 0 | 0
2023-03-04 07:00 | 15 | 0 | 0 | 0 | 0 | 0 | 0 | 290 | 0 | 0 | 0 | 0 | 0 | 0 | 0
2023-03-04 07:30 | 16 | 0 | 0 | 0 | 0 | 0 | 0 | 290 | 0 | 0 | 0 | 0 | 0 | 0 | 0
2023-03-04 08:00 | 17 | 0 | 0 | 0 | 0 | 0 | 0 | 290 | 0 | 0 | 0 | 0 | 0 | 0 | 0
2023-03-04 08:30 | 18 | 0 | 0 | 0 | 0 | 0 | 0 | 290 | 0 | 0 | 0 | 0 | 0 | 0 | 0
2023-03-04 09:00 | 19 | 0 | 0 | 0 | 0 | 0 | 0 | 290 | 0 | 0 | 0 | 0 | 0 | 0 | 0
2023-03-04 09:30 | 20 | 0 | 0 | 0 | 0 | 0 | 0 | 290 | 0 | 0 | 0 | 0 | 0 | 0 | 0
2023-03-04 10:00 | 21 | 0 | 0 | 0 | 0 | 0 | 0 | 190 | 0 | 0 | 0 | 0 | 0 | 0 | 0
2023-03-04 10:30 | 22 | 0 | 0 | 0 | 0 | 0 | 0 | 190 | 0 | 0 | 0 | 0 | 0 | 0 | 0
2023-03-04 11:00 | 23 | 0 | 0 | 0 | 0 | 0 | 0 | 190 | 0 | 0 | 0 | 0 | 0 | 0 | 0
2023-03-04 11:30 | 24 | 0 | 0 | 0 | 0 | 0 | 0 | 190 | 0 | 0 | 0 | 0 | 0 | 0 | 0
2023-03-04 12:00 | 1 | 0 | 0 | 0 | 0 | 0 | 0 | 190 | 0 | 0 | 0 | 0 | 0 | 0 | 0
2023-03-04 12:30 | 2 | 0 | 0 | 0 | 0 | 0 | 0 | 190 | 0 | 0 | 0 | 0 | 0 | 0 | 0
2023-03-04 13:00 | 3 | 0 | 0 | 0 | 0 | 0 | 0 | 190 | 0 | 0 | 0 | 0 | 0 | 0 | 0
2023-03-04 13:30 | 4 | 0 | 0 | 0 | 0 | 0 | 0 | 190 | 0 | 0 | 0 | 0 | 0 | 0 | 0
2023-03-04 14:00 | 5 | 0 | 0 | 0 | 0 | 0 | 0 | 190 | 0 | 0 | 0 | 0 | 0 | 0 | 0
2023-03-04 14:30 | 6 | 0 | 0 | 0 | 0 | 0 | 0 | 190 | 0 | 0 | 0 | 0 | 0 | 0 | 0
2023-03-04 15:00 | 7 | 0 | 0 | 0 | 0 | 0 | 0 | 190 | 0 | 0 | 0 | 0 | 0 | 0 | 0
2023-03-04 15:30 | 8 | 0 | 0 | 0 | 0 | 0 | 0 | 190 | 0 | 0 | 0 | 0 | 0 | 0 | 0
2023-03-04 16:00 | 9 | 0 | 0 | 0 | 0 | 0 | 0 | 190 | 0 | 0 | 0 | 0 | 0 | 0 | 0
2023-03-04 16:30 | 10 | 0 | 0 | 0 | 0 | 0 | 0 | 190 | 0 | 0 | 0 | 0 | 0 | 0 | 0
2023-03-04 17:00 | 11 | 0 | 0 | 0 | 0 | 0 | 0 | 190 | 0 | 0 | 0 | 0 | 0 | 0 | 0
2023-03-04 17:30 | 12 | 0 | 0 | 0 | 0 | 0 | 0 | 290 | 0 | 0 | 0 | 0 | 0 | 0 | 0
2023-03-04 18:00 | 13 | 0 | 0 | 0 | 0 | 0 | 0 | 290 | 0 | 0 | 0 | 0 | 0 | 0 | 0
2023-03-04 18:30 | 14 | 0 | 0 | 0 | 0 | 0 | 0 | 290 | 0 | 0 | 0 | 0 | 0 | 0 | 0
2023-03-04 19:00 | 15 | 0 | 0 | 0 | 0 | 0 | 0 | 290 | 0 | 0 | 0 | 0 | 0 | 0 | 0
2023-03-04 19:30 | 16 | 0 | 0 | 0 | 0 | 0 | 0 | 290 | 0 | 0 | 0 | 0 | 0 | 0 | 0
2023-03-04 20:00 | 17 | 0 | 0 | 0 | 0 | 0 | 0 | 290 | 0 | 0 | 0 | 0 | 0 | 0 | 0
2023-03-04 20:30 | 18 | 0 | 0 | 0 | 0 | 0 | 0 | 290 | 0 | 0 | 0 | 0 | 0 | 0 | 0
2023-03-04 21:00 | 19 | 0 | 0 | 0 | 0 | 0 | 0 | 290 | 0 | 0 | 0 | 0 | 0 | 0 | 0
2023-03-04 21:30 | 20 | 0 | 0 | 0 | 0 | 0 | 0 | 290 | 0 | 0 | 0 | 0 | 0 | 0 | 0
2023-03-04 22:00 | 21 | 0 | 0 | 0 | 0 | 0 | 0 | 190 | 0 | 0 | 0 | 0 | 0 | 0 | 0
2023-03-04 22:30 | 22 | 0 | 0 | 0 | 0 | 0 | 0 | 190 | 0 | 0 | 0 | 0 | 0 | 0 | 0
2023-03-04 23:00 | 23 | 0 | 0 | 0 | 0 | 0 | 0 | 190 | 0 | 0 | 0 | 0 | 0 | 0 | 0
2023-03-04 23:30 | 24 | 0 | 0 | 0 | 0 | 0 | 0 | 190 | 0 | 0 | 0 | 0 | 0 | 0 | 0
2023-03-05 | 1 | 0 | 0 | 0 | 0 | 0 | 0 | 190 | 0 | 0 | 0 | 0 | 0 | 0 | 0
2023-03-05 00:30 | 2 | 0 | 0 | 0 | 0 | 0 | 0 | 190 | 0 | 0 | 0 | 0 | 0 | 0 | 0
2023-03-05 01:00 | 3 | 0 | 0 | 0 | 0 | 0 | 0 | 190 | 0 | 0 | 0 | 0 | 0 | 0 | 0
2023-03-05 01:30 | 4 | 0 | 0 | 0 | 0 | 0 | 0 | 190 | 0 | 0 | 0 | 0 | 0 | 0 | 0
2023-03-05 02:00 | 5 | 0 | 0 | 0 | 0 | 0 | 0 | 190 | 0 | 0 | 0 | 0 | 0 | 0 | 0
2023-03-05 02:30 | 6 | 0 | 0 | 0 | 0 | 0 | 0 | 190 | 0 | 0 | 0 | 0 | 0 | 0 | 0
2023-03-05 03:00 | 7 | 0 | 0 | 0 | 0 | 0 | 0 | 190 | 0 | 0 | 0 | 0 | 0 | 0 | 0
2023-03-05 03:30 | 8 | 0 | 0 | 0 | 0 | 0 | 0 | 190 | 0 | 0 | 0 | 0 | 0 | 0 | 0
2023-03-05 04:00 | 9 | 0 | 0 | 0 | 0 | 0 | 0 | 190 | 0 | 0 | 0 | 0 | 0 | 0 | 0
2023-03-05 04:30 | 10 | 0 | 0 | 0 | 0 | 0 | 0 | 190 | 0 | 0 | 0 | 0 | 0 | 0 | 0
2023-03-05 05:00 | 11 | 0 | 0 | 0 | 0 | 0 | 0 | 190 | 0 | 0 | 0 | 0 | 0 | 0 | 0
2023-03-05 05:30 | 12 | 0 | 0 | 0 | 0 | 0 | 0 | 290 | 0 | 0 | 0 | 0 | 0 | 0 | 0
2023-03-05 06:00 | 13 | 0 | 0 | 0 | 0 | 0 | 0 | 290 | 0 | 0 | 0 | 0 | 0 | 0 | 0
2023-03-05 06:30 | 14 | 0 | 0 | 0 | 0 | 0 | 0 | 290 | 0 | 0 | 0 | 0 | 0 | 0 | 0
2023-03-05 07:00 | 15 | 0 | 0 | 0 | 0 | 0 | 0 | 290 | 0 | 0 | 0 | 0 | 0 | 0 | 0
2023-03-05 07:30 | 16 | 0 | 0 | 0 | 0 | 0 | 0 | 290 | 0 | 0 | 0 | 0 | 0 | 0 | 0
2023-03-05 08:00 | 17 | 0 | 0 | 0 | 0 | 0 | 0 | 290 | 0 | 0 | 0 | 0 | 0 | 0 | 0
2023-03-05 08:30 | 18 | 0 | 0 | 0 | 0 | 0 | 0 | 290 | 0 | 0 | 0 | 0 | 0 | 0 | 0
2023-03-05 09:00 | 19 | 0 | 0 | 0 | 0 | 0 | 0 | 290 | 0 | 0 | 0 | 0 | 0 | 0 | 0
2023-03-05 09:30 | 20 | 0 | 0 | 0 | 0 | 0 | 0 | 290 | 0 | 0 | 0 | 0 | 0 | 0 | 0
2023-03-05 10:00 | 21 | 0 | 0 | 0 | 0 | 0 | 0 | 190 | 0 | 0 | 0 | 0 | 0 | 0 | 0
2023-03-05 10:30 | 22 | 0 | 0 | 0 | 0 | 0 | 0 | 190 | 0 | 0 | 0 | 0 | 0 | 0 | 0
2023-03-05 11:00 | 23 | 0 | 0 | 0 | 0 | 0 | 0 | 190 | 0 | 0 | 0 | 0 | 0 | 0 | 0
2023-03-05 11:30 | 24 | 0 | 0 | 0 | 0 | 0 | 0 | 190 | 0 | 0 | 0 | 0 | 0 | 0 | 0
2023-03-05 12:00 | 1 | 0 | 0 | 0 | 0 | 0 | 0 | 190 | 0 | 0 | 0 | 0 | 0 | 0 | 0
2023-03-05 12:30 | 2 | 0 | 0 | 0 | 0 | 0 | 0 | 190 | 0 | 0 | 0 | 0 | 0 | 0 | 0
2023-03-05 13:00 | 3 | 0 | 0 | 0 | 0 | 0 | 0 | 190 | 0 | 0 | 0 | 0 | 0 | 0 | 0
2023-03-05 13:30 | 4 | 0 | 0 | 0 | 0 | 0 | 0 | 190 | 0 | 0 | 0 | 0 | 0 | 0 | 0
2023-03-05 14:00 | 5 | 0 | 0 | 0 | 0 | 0 | 0 | 190 | 0 | 0 | 0 | 0 | 0 | 0 | 0
2023-03-05 14:30 | 6 | 0 | 0 | 0 | 0 | 0 | 0 | 190 | 0 | 0 | 0 | 0 | 0 | 0 | 0
2023-03-05 15:00 | 7 | 0 | 0 | 0 | 0 | 0 | 0 | 190 | 0 | 0 | 0 | 0 | 0 | 0 | 0
2023-03-05 15:30 | 8 | 0 | 0 | 0 | 0 | 0 | 0 | 190 | 0 | 0 | 0 | 0 | 0 | 0 | 0
2023-03-05 16:00 | 9 | 0 | 0 | 0 | 0 | 0 | 0 | 190 | 0 | 0 | 0 | 0 | 0 | 0 | 0
2023-03-05 16:30 | 10 | 0 | 0 | 0 | 0 | 0 | 0 | 190 | 0 | 0 | 0 | 0 | 0 | 0 | 0
2023-03-05 17:00 | 11 | 0 | 0 | 0 | 0 | 0 | 0 | 190 | 0 | 0 | 0 | 0 | 0 | 0 | 0
2023-03-05 17:30 | 12 | 0 | 0 | 0 | 0 | 0 | 0 | 290 | 0 | 0 | 0 | 0 | 0 | 0 | 0
2023-03-05 18:00 | 13 | 0 | 0 | 0 | 0 | 0 | 0 | 290 | 0 | 0 | 0 | 0 | 0 | 0 | 0
2023-03-05 18:30 | 14 | 0 | 0 | 0 | 0 | 0 | 0 | 290 | 0 | 0 | 0 | 0 | 0 | 0 | 0
2023-03-05 19:00 | 15 | 0 | 0 | 0 | 0 | 0 | 0 | 290 | 0 | 0 | 0 | 0 | 0 | 0 | 0
2023-03-05 19:30 | 16 | 0 | 0 | 0 | 0 | 0 | 0 | 290 | 0 | 0 | 0 | 0 | 0 | 0 | 0
2023-03-05 20:00 | 17 | 0 | 0 | 0 | 0 | 0 | 0 | 290 | 0 | 0 | 0 | 0 | 0 | 0 | 0
2023-03-05 20:30 | 18 | 0 | 0 | 0 | 0 | 0 | 0 | 290 | 0 | 0 | 0 | 0 | 0 | 0 | 0
2023-03-05 21:00 | 19 | 0 | 0 | 0 | 0 | 0 | 0 | 290 | 0 | 0 | 0 | 0 | 0 | 0 | 0
2023-03-05 21:30 | 20 | 0 | 0 | 0 | 0 | 0 | 0 | 290 | 0 | 0 | 0 | 0 | 0 | 0 | 0
2023-03-05 22:00 | 21 | 0 | 0 | 0 | 0 | 0 | 0 | 190 | 0 | 0 | 0 | 0 | 0 | 0 | 0
2023-03-05 22:30 | 22 | 0 | 0 | 0 | 0 | 0 | 0 | 190 | 0 | 0 | 0 | 0 | 0 | 0 | 0
2023-03-05 23:00 | 23 | 0 | 0 | 0 | 0 | 0 | 0 | 190 | 0 | 0 | 0 | 0 | 0 | 0 | 0
2023-03-05 23:30 | 24 | 0 | 0 | 0 | 0 | 0 | 0 | 190 | 0 | 0 | 0 | 0 | 0 | 0 | 0
2023-03-06 | 1 | 0 | 0 | 0 | 0 | 0 | 0 | 190 | 0 | 0 | 0 | 0 | 0 | 0 | 0
2023-03-06 00:30 | 2 | 0 | 0 | 0 | 0 | 0 | 0 | 190 | 0 | 0 | 0 | 0 | 0 | 0 | 0
2023-03-06 01:00 | 3 | 0 | 0 | 0 | 0 | 0 | 0 | 190 | 0 | 0 | 0 | 0 | 0 | 0 | 0
2023-03-06 01:30 | 4 | 0 | 0 | 0 | 0 | 0 | 0 | 190 | 0 | 0 | 0 | 0 | 0 | 0 | 0
2023-03-06 02:00 | 5 | 0 | 0 | 0 | 0 | 0 | 0 | 190 | 0 | 0 | 0 | 0 | 0 | 0 | 0
2023-03-06 02:30 | 6 | 0 | 0 | 0 | 0 | 0 | 0 | 190 | 0 | 0 | 0 | 0 | 0 | 0 | 0
2023-03-06 03:00 | 7 | 0 | 0 | 0 | 0 | 0 | 0 | 190 | 0 | 0 | 0 | 0 | 0 | 0 | 0
2023-03-06 03:30 | 8 | 0 | 0 | 0 | 0 | 0 | 0 | 190 | 0 | 0 | 0 | 0 | 0 | 0 | 0
2023-03-06 04:00 | 9 | 0 | 0 | 0 | 0 | 0 | 0 | 190 | 0 | 0 | 0 | 0 | 0 | 0 | 0
2023-03-06 04:30 | 10 | 0 | 0 | 0 | 0 | 0 | 0 | 190 | 0 | 0 | 0 | 0 | 0 | 0 | 0
2023-03-06 05:00 | 11 | 0 | 0 | 0 | 0 | 0 | 0 | 190 | 0 | 0 | 0 | 0 | 0 | 0 | 0
2023-03-06 05:30 | 12 | 0 | 0 | 0 | 0 | 0 | 0 | 290 | 0 | 0 | 0 | 0 | 0 | 0 | 0
2023-03-06 06:00 | 13 | 0 | 0 | 0 | 0 | 0 | 0 | 290 | 0 | 0 | 0 | 0 | 0 | 0 | 0
2023-03-06 06:30 | 14 | 0 | 0 | 0 | 0 | 0 | 0 | 290 | 0 | 0 | 0 | 0 | 0 | 0 | 0
2023-03-06 07:00 | 15 | 0 | 0 | 0 | 0 | 0 | 0 | 290 | 0 | 0 | 0 | 0 | 0 | 0 | 0
2023-03-06 07:30 | 16 | 0 | 0 | 0 | 0 | 0 | 0 | 290 | 0 | 0 | 0 | 0 | 0 | 0 | 0
2023-03-06 08:00 | 17 | 0 | 0 | 0 | 0 | 0 | 0 | 290 | 0 | 0 | 0 | 0 | 0 | 0 | 0
2023-03-06 08:30 | 18 | 0 | 0 | 0 | 0 | 0 | 0 | 290 | 0 | 0 | 0 | 0 | 0 | 0 | 0
2023-03-06 09:00 | 19 | 0 | 0 | 0 | 0 | 0 | 0 | 290 | 0 | 0 | 0 | 0 | 0 | 0 | 0
2023-03-06 09:30 | 20 | 0 | 0 | 0 | 0 | 0 | 0 | 290 | 0 | 0 | 0 | 0 | 0 | 0 | 0
2023-03-06 10:00 | 21 | 0 | 0 | 0 | 0 | 0 | 0 | 190 | 0 | 0 | 0 | 0 | 0 | 0 | 0
2023-03-06 10:30 | 22 | 0 | 0 | 0 | 0 | 0 | 0 | 190 | 0 | 0 | 0 | 0 | 0 | 0 | 0
2023-03-06 11:00 | 23 | 0 | 0 | 0 | 0 | 0 | 0 | 190 | 0 | 0 | 0 | 0 | 0 | 0 | 0
2023-03-06 11:30 | 24 | 0 | 0 | 0 | 0 | 0 | 0 | 190 | 0 | 0 | 0 | 0 | 0 | 0 | 0
2023-03-06 12:00 | 1 | 0 | 0 | 0 | 0 | 0 | 0 | 190 | 0 | 0 | 0 | 0 | 0 | 0 | 0
2023-03-06 12:30 | 2 | 0 | 0 | 0 | 0 | 0 | 0 | 190 | 0 | 0 | 0 | 0 | 0 | 0 | 0
2023-03-06 13:00 | 3 | 0 | 0 | 0 | 0 | 0 | 0 | 190 | 0 | 0 | 0 | 0 | 0 | 0 | 0
2023-03-06 13:30 | 4 | 0 | 0 | 0 | 0 | 0 | 0 | 190 | 0 | 0 | 0 | 0 | 0 | 0 | 0
2023-03-06 14:00 | 5 | 0 | 0 | 0 | 0 | 0 | 0 | 190 | 0 | 0 | 0 | 0 | 0 | 0 | 0
2023-03-06 14:30 | 6 | 0 | 0 | 0 | 0 | 0 | 0 | 190 | 0 | 0 | 0 | 0 | 0 | 0 | 0
2023-03-06 15:00 | 7 | 0 | 0 | 0 | 0 | 0 | 0 | 190 | 0 | 0 | 0 | 0 | 0 | 0 | 0
2023-03-06 15:30 | 8 | 0 | 0 | 0 | 0 | 0 | 0 | 190 | 0 | 0 | 0 | 0 | 0 | 0 | 0
2023-03-06 16:00 | 9 | 0 | 0 | 0 | 0 | 0 | 0 | 190 | 0 | 0 | 0 | 0 | 0 | 0 | 0
2023-03-06 16:30 | 10 | 0 | 0 | 0 | 0 | 0 | 0 | 190 | 0 | 0 | 0 | 0 | 0 | 0 | 0
2023-03-06 17:00 | 11 | 0 | 0 | 0 | 0 | 0 | 0 | 190 | 0 | 0 | 0 | 0 | 0 | 0 | 0
2023-03-06 17:30 | 12 | 0 | 0 | 0 | 0 | 0 | 0 | 290 | 0 | 0 | 0 | 0 | 0 | 0 | 0
2023-03-06 18:00 | 13 | 0 | 0 | 0 | 0 | 0 | 0 | 290 | 0 | 0 | 0 | 0 | 0 | 0 | 0
2023-03-06 18:30 | 14 | 0 | 0 | 0 | 0 | 0 | 0 | 290 | 0 | 0 | 0 | 0 | 0 | 0 | 0
2023-03-06 19:00 | 15 | 0 | 0 | 0 | 0 | 0 | 0 | 290 | 0 | 0 | 0 | 0 | 0 | 0 | 0
2023-03-06 19:30 | 16 | 0 | 0 | 0 | 0 | 0 | 0 | 290 | 0 | 0 | 0 | 0 | 0 | 0 | 0
2023-03-06 20:00 | 17 | 0 | 0 | 0 | 0 | 0 | 0 | 290 | 0 | 0 | 0 | 0 | 0 | 0 | 0
2023-03-06 20:30 | 18 | 0 | 0 | 0 | 0 | 0 | 0 | 290 | 0 | 0 | 0 | 0 | 0 | 0 | 0
2023-03-06 21:00 | 19 | 0 | 0 | 0 | 0 | 0 | 0 | 290 | 0 | 0 | 0 | 0 | 0 | 0 | 0
2023-03-06 21:30 | 20 | 0 | 0 | 0 | 0 | 0 | 0 | 290 | 0 | 0 | 0 | 0 | 0 | 0 | 0
2023-03-06 22:00 | 21 | 0 | 0 | 0 | 0 | 0 | 0 | 190 | 0 | 0 | 0 | 0 | 0 | 0 | 0
2023-03-06 22:30 | 22 | 0 | 0 | 0 | 0 | 0 | 0 | 190 | 0 | 0 | 0 | 0 | 0 | 0 | 0
2023-03-06 23:00 | 23 | 0 | 0 | 0 | 0 | 0 | 0 | 190 | 0 | 0 | 0 | 0 | 0 | 0 | 0
2023-03-06 23:30 | 24 | 0 | 0 | 0 | 0 | 0 | 0 | 190 | 0 | 0 | 0 | 0 | 0 | 0 | 0
2023-03-07 | 1 | 0 | 0 | 0 | 0 | 0 | 0 | 190 | 0 | 0 | 0 | 0 | 0 | 0 | 0
2023-03-07 00:30 | 2 | 0 | 0 | 0 | 0 | 0 | 0 | 190 | 0 | 0 | 0 | 0 | 0 | 0 | 0
2023-03-07 01:00 | 3 | 0 | 0 | 0 | 0 | 0 | 0 | 190 | 0 | 0 | 0 | 0 | 0 | 0 | 0
2023-03-07 01:30 | 4 | 0 | 0 | 0 | 0 | 0 | 0 | 190 | 0 | 0 | 0 | 0 | 0 | 0 | 0
2023-03-07 02:00 | 5 | 0 | 0 | 0 | 0 | 0 | 0 | 190 | 0 | 0 | 0 | 0 | 0 | 0 | 0
2023-03-07 02:30 | 6 | 0 | 0 | 0 | 0 | 0 | 0 | 190 | 0 | 0 | 0 | 0 | 0 | 0 | 0
2023-03-07 03:00 | 7 | 0 | 0 | 0 | 0 | 0 | 0 | 190 | 0 | 0 | 0 | 0 | 0 | 0 | 0
2023-03-07 03:30 | 8 | 0 | 0 | 0 | 0 | 0 | 0 | 190 | 0 | 0 | 0 | 0 | 0 | 0 | 0
2023-03-07 04:00 | 9 | 0 | 0 | 0 | 0 | 0 | 0 | 190 | 0 | 0 | 0 | 0 | 0 | 0 | 0
2023-03-07 04:30 | 10 | 0 | 0 | 0 | 0 | 0 | 0 | 190 | 0 | 0 | 0 | 0 | 0 | 0 | 0
2023-03-07 05:00 | 11 | 0 | 0 | 0 | 0 | 0 | 0 | 190 | 0 | 0 | 0 | 0 | 0 | 0 | 0
2023-03-07 05:30 | 12 | 0 | 0 | 0 | 0 | 0 | 0 | 290 | 0 | 0 | 0 | 0 | 0 | 0 | 0
2023-03-07 06:00 | 13 | 0 | 0 | 0 | 0 | 0 | 0 | 290 | 0 | 0 | 0 | 0 | 0 | 0 | 0
2023-03-07 06:30 | 14 | 0 | 0 | 0 | 0 | 0 | 0 | 290 | 0 | 0 | 0 | 0 | 0 | 0 | 0
2023-03-07 07:00 | 15 | 0 | 0 | 0 | 0 | 0 | 0 | 290 | 0 | 0 | 0 | 0 | 0 | 0 | 0
2023-03-07 07:30 | 16 | 0 | 0 | 0 | 0 | 0 | 0 | 290 | 0 | 0 | 0 | 0 | 0 | 0 | 0
2023-03-07 08:00 | 17 | 0 | 0 | 0 | 0 | 0 | 0 | 290 | 0 | 0 | 0 | 0 | 0 | 0 | 0
2023-03-07 08:30 | 18 | 0 | 0 | 0 | 0 | 0 | 0 | 290 | 0 | 0 | 0 | 0 | 0 | 0 | 0
2023-03-07 09:00 | 19 | 0 | 0 | 0 | 0 | 0 | 0 | 290 | 0 | 0 | 0 | 0 | 0 | 0 | 0
2023-03-07 09:30 | 20 | 0 | 0 | 0 | 0 | 0 | 0 | 290 | 0 | 0 | 0 | 0 | 0 | 0 | 0
2023-03-07 10:00 | 21 | 0 | 0 | 0 | 0 | 0 | 0 | 190 | 0 | 0 | 0 | 0 | 0 | 0 | 0
2023-03-07 10:30 | 22 | 0 | 0 | 0 | 0 | 0 | 0 | 190 | 0 | 0 | 0 | 0 | 0 | 0 | 0
2023-03-07 11:00 | 23 | 0 | 0 | 0 | 0 | 0 | 0 | 190 | 0 | 0 | 0 | 0 | 0 | 0 | 0
2023-03-07 11:30 | 24 | 0 | 0 | 0 | 0 | 0 | 0 | 190 | 0 | 0 | 0 | 0 | 0 | 0 | 0
2023-03-07 12:00 | 1 | 0 | 0 | 0 | 0 | 0 | 0 | 190 | 0 | 0 | 0 | 0 | 0 | 0 | 0
2023-03-07 12:30 | 2 | 0 | 0 | 0 | 0 | 0 | 0 | 190 | 0 | 0 | 0 | 0 | 0 | 0 | 0
2023-03-07 13:00 | 3 | 0 | 0 | 0 | 0 | 0 | 0 | 190 | 0 | 0 | 0 | 0 | 0 | 0 | 0
2023-03-07 13:30 | 4 | 0 | 0 | 0 | 0 | 0 | 0 | 190 | 0 | 0 | 0 | 0 | 0 | 0 | 0
2023-03-07 14:00 | 5 | 0 | 0 | 0 | 0 | 0 | 0 | 190 | 0 | 0 | 0 | 0 | 0 | 0 | 0
2023-03-07 14:30 | 6 | 0 | 0 | 0 | 0 | 0 | 0 | 190 | 0 | 0 | 0 | 0 | 0 | 0 | 0
2023-03-07 15:00 | 7 | 0 | 0 | 0 | 0 | 0 | 0 | 190 | 0 | 0 | 0 | 0 | 0 | 0 | 0
2023-03-07 15:30 | 8 | 0 | 0 | 0 | 0 | 0 | 0 | 190 | 0 | 0 | 0 | 0 | 0 | 0 | 0
2023-03-07 16:00 | 9 | 0 | 0 | 0 | 0 | 0 | 0 | 190 | 0 | 0 | 0 | 0 | 0 | 0 | 0
2023-03-07 16:30 | 10 | 0 | 0 | 0 | 0 | 0 | 0 | 190 | 0 | 0 | 0 | 0 | 0 | 0 | 0
2023-03-07 17:00 | 11 | 0 | 0 | 0 | 0 | 0 | 0 | 190 | 0 | 0 | 0 | 0 | 0 | 0 | 0
2023-03-07 17:30 | 12 | 0 | 0 | 0 | 0 | 0 | 0 | 290 | 0 | 0 | 0 | 0 | 0 | 0 | 0
2023-03-07 18:00 | 13 | 0 | 0 | 0 | 0 | 0 | 0 | 290 | 0 | 0 | 0 | 0 | 0 | 0 | 0
2023-03-07 18:30 | 14 | 0 | 0 | 0 | 0 | 0 | 0 | 290 | 0 | 0 | 0 | 0 | 0 | 0 | 0
2023-03-07 19:00 | 15 | 0 | 0 | 0 | 0 | 0 | 0 | 290 | 0 | 0 | 0 | 0 | 0 | 0 | 0
2023-03-07 19:30 | 16 | 0 | 0 | 0 | 0 | 0 | 0 | 290 | 0 | 0 | 0 | 0 | 0 | 0 | 0
2023-03-07 20:00 | 17 | 0 | 0 | 0 | 0 | 0 | 0 | 290 | 0 | 0 | 0 | 0 | 0 | 0 | 0
2023-03-07 20:30 | 18 | 0 | 0 | 0 | 0 | 0 | 0 | 290 | 0 | 0 | 0 | 0 | 0 | 0 | 0
2023-03-07 21:00 | 19 | 0 | 0 | 0 | 0 | 0 | 0 | 290 | 0 | 0 | 0 | 0 | 0 | 0 | 0
2023-03-07 21:30 | 20 | 0 | 0 | 0 | 0 | 0 | 0 | 290 | 0 | 0 | 0 | 0 | 0 | 0 | 0
2023-03-07 22:00 | 21 | 0 | 0 | 0 | 0 | 0 | 0 | 190 | 0 | 0 | 0 | 0 | 0 | 0 | 0
2023-03-07 22:30 | 22 | 0 | 0 | 0 | 0 | 0 | 0 | 190 | 0 | 0 | 0 | 0 | 0 | 0 | 0
2023-03-07 23:00 | 23 | 0 | 0 | 0 | 0 | 0 | 0 | 190 | 0 | 0 | 0 | 0 | 0 | 0 | 0
2023-03-07 23:30 | 24 | 0 | 0 | 0 | 0 | 0 | 0 | 190 | 0 | 0 | 0 | 0 | 0 | 0 | 0
2023-03-08 | 1 | 0 | 0 | 0 | 0 | 0 | 0 | 190 | 0 | 0 | 0 | 0 | 0 | 0 | 0
2023-03-08 00:30 | 2 | 0 | 0 | 0 | 0 | 0 | 0 | 190 | 0 | 0 | 0 | 0 | 0 | 0 | 0
2023-03-08 01:00 | 3 | 0 | 0 | 0 | 0 | 0 | 0 | 190 | 0 | 0 | 0 | 0 | 0 | 0 | 0
2023-03-08 01:30 | 4 | 0 | 0 | 0 | 0 | 0 | 0 | 190 | 0 | 0 | 0 | 0 | 0 | 0 | 0
2023-03-08 02:00 | 5 | 0 | 0 | 0 | 0 | 0 | 0 | 190 | 0 | 0 | 0 | 0 | 0 | 0 | 0
2023-03-08 02:30 | 6 | 0 | 0 | 0 | 0 | 0 | 0 | 190 | 0 | 0 | 0 | 0 | 0 | 0 | 0
2023-03-08 03:00 | 7 | 0 | 0 | 0 | 0 | 0 | 0 | 190 | 0 | 0 | 0 | 0 | 0 | 0 | 0
2023-03-08 03:30 | 8 | 0 | 0 | 0 | 0 | 0 | 0 | 190 | 0 | 0 | 0 | 0 | 0 | 0 | 0
2023-03-08 04:00 | 9 | 0 | 0 | 0 | 0 | 0 | 0 | 190 | 0 | 0 | 0 | 0 | 0 | 0 | 0
2023-03-08 04:30 | 10 | 0 | 0 | 0 | 0 | 0 | 0 | 190 | 0 | 0 | 0 | 0 | 0 | 0 | 0
2023-03-08 05:00 | 11 | 0 | 0 | 0 | 0 | 0 | 0 | 190 | 0 | 0 | 0 | 0 | 0 | 0 | 0
2023-03-08 05:30 | 12 | 0 | 0 | 0 | 0 | 0 | 0 | 290 | 0 | 0 | 0 | 0 | 0 | 0 | 0
2023-03-08 06:00 | 13 | 0 | 0 | 0 | 0 | 0 | 0 | 290 | 0 | 0 | 0 | 0 | 0 | 0 | 0
2023-03-08 06:30 | 14 | 0 | 0 | 0 | 0 | 0 | 0 | 290 | 0 | 0 | 0 | 0 | 0 | 0 | 0
2023-03-08 07:00 | 15 | 0 | 0 | 0 | 0 | 0 | 0 | 290 | 0 | 0 | 0 | 0 | 0 | 0 | 0
2023-03-08 07:30 | 16 | 0 | 0 | 0 | 0 | 0 | 0 | 290 | 0 | 0 | 0 | 0 | 0 | 0 | 0
2023-03-08 08:00 | 17 | 0 | 0 | 0 | 0 | 0 | 0 | 290 | 0 | 0 | 0 | 0 | 0 | 0 | 0
2023-03-08 08:30 | 18 | 0 | 0 | 0 | 0 | 0 | 0 | 290 | 0 | 0 | 0 | 0 | 0 | 0 | 0
2023-03-08 09:00 | 19 | 0 | 0 | 0 | 0 | 0 | 0 | 290 | 0 | 0 | 0 | 0 | 0 | 0 | 0
2023-03-08 09:30 | 20 | 0 | 0 | 0 | 0 | 0 | 0 | 290 | 0 | 0 | 0 | 0 | 0 | 0 | 0
2023-03-08 10:00 | 21 | 0 | 0 | 0 | 0 | 0 | 0 | 190 | 0 | 0 | 0 | 0 | 0 | 0 | 0
2023-03-08 10:30 | 22 | 0 | 0 | 0 | 0 | 0 | 0 | 190 | 0 | 0 | 0 | 0 | 0 | 0 | 0
2023-03-08 11:00 | 23 | 0 | 0 | 0 | 0 | 0 | 0 | 190 | 0 | 0 | 0 | 0 | 0 | 0 | 0
2023-03-08 11:30 | 24 | 0 | 0 | 0 | 0 | 0 | 0 | 190 | 0 | 0 | 0 | 0 | 0 | 0 | 0
2023-03-08 12:00 | 1 | 0 | 0 | 0 | 0 | 0 | 0 | 190 | 0 | 0 | 0 | 0 | 0 | 0 | 0
2023-03-08 12:30 | 2 | 0 | 0 | 0 | 0 | 0 | 0 | 190 | 0 | 0 | 0 | 0 | 0 | 0 | 0
2023-03-08 13:00 | 3 | 0 | 0 | 0 | 0 | 0 | 0 | 190 | 0 | 0 | 0 | 0 | 0 | 0 | 0
2023-03-08 13:30 | 4 | 0 | 0 | 0 | 0 | 0 | 0 | 190 | 0 | 0 | 0 | 0 | 0 | 0 | 0
2023-03-08 14:00 | 5 | 0 | 0 | 0 | 0 | 0 | 0 | 190 | 0 | 0 | 0 | 0 | 0 | 0 | 0
2023-03-08 14:30 | 6 | 0 | 0 | 0 | 0 | 0 | 0 | 190 | 0 | 0 | 0 | 0 | 0 | 0 | 0
2023-03-08 15:00 | 7 | 0 | 0 | 0 | 0 | 0 | 0 | 190 | 0 | 0 | 0 | 0 | 0 | 0 | 0
2023-03-08 15:30 | 8 | 0 | 0 | 0 | 0 | 0 | 0 | 190 | 0 | 0 | 0 | 0 | 0 | 0 | 0
2023-03-08 16:00 | 9 | 0 | 0 | 0 | 0 | 0 | 0 | 190 | 0 | 0 | 0 | 0 | 0 | 0 | 0
2023-03-08 16:30 | 10 | 0 | 0 | 0 | 0 | 0 | 0 | 190 | 0 | 0 | 0 | 0 | 0 | 0 | 0
2023-03-08 17:00 | 11 | 0 | 0 | 0 | 0 | 0 | 0 | 190 | 0 | 0 | 0 | 0 | 0 | 0 | 0
2023-03-08 17:30 | 12 | 0 | 0 | 0 | 0 | 0 | 0 | 290 | 0 | 0 | 0 | 0 | 0 | 0 | 0
2023-03-08 18:00 | 13 | 0 | 0 | 0 | 0 | 0 | 0 | 290 | 0 | 0 | 0 | 0 | 0 | 0 | 0
2023-03-08 18:30 | 14 | 0 | 0 | 0 | 0 | 0 | 0 | 290 | 0 | 0 | 0 | 0 | 0 | 0 | 0
2023-03-08 19:00 | 15 | 0 | 0 | 0 | 0 | 0 | 0 | 290 | 0 | 0 | 0 | 0 | 0 | 0 | 0
2023-03-08 19:30 | 16 | 0 | 0 | 0 | 0 | 0 | 0 | 290 | 0 | 0 | 0 | 0 | 0 | 0 | 0
2023-03-08 20:00 | 17 | 0 | 0 | 0 | 0 | 0 | 0 | 290 | 0 | 0 | 0 | 0 | 0 | 0 | 0
2023-03-08 20:30 | 18 | 0 | 0 | 0 | 0 | 0 | 0 | 290 | 0 | 0 | 0 | 0 | 0 | 0 | 0
2023-03-08 21:00 | 19 | 0 | 0 | 0 | 0 | 0 | 0 | 290 | 0 | 0 | 0 | 0 | 0 | 0 | 0
2023-03-08 21:30 | 20 | 0 | 0 | 0 | 0 | 0 | 0 | 290 | 0 | 0 | 0 | 0 | 0 | 0 | 0
2023-03-08 22:00 | 21 | 0 | 0 | 0 | 0 | 0 | 0 | 190 | 0 | 0 | 0 | 0 | 0 | 0 | 0
2023-03-08 22:30 | 22 | 0 | 0 | 0 | 0 | 0 | 0 | 190 | 0 | 0 | 0 | 0 | 0 | 0 | 0
2023-03-08 23:00 | 23 | 0 | 0 | 0 | 0 | 0 | 0 | 190 | 0 | 0 | 0 | 0 | 0 | 0 | 0
2023-03-08 23:30 | 24 | 0 | 0 | 0 | 0 | 0 | 0 | 190 | 0 | 0 | 0 | 0 | 0 | 0 | 0
2023-03-09 | 1 | 0 | 0 | 0 | 0 | 0 | 0 | 190 | 0 | 0 | 0 | 0 | 0 | 0 | 0
2023-03-09 00:30 | 2 | 0 | 0 | 0 | 0 | 0 | 0 | 190 | 0 | 0 | 0 | 0 | 0 | 0 | 0
2023-03-09 01:00 | 3 | 0 | 0 | 0 | 0 | 0 | 0 | 190 | 0 | 0 | 0 | 0 | 0 | 0 | 0
2023-03-09 01:30 | 4 | 0 | 0 | 0 | 0 | 0 | 0 | 190 | 0 | 0 | 0 | 0 | 0 | 0 | 0
2023-03-09 02:00 | 5 | 0 | 0 | 0 | 0 | 0 | 0 | 190 | 0 | 0 | 0 | 0 | 0 | 0 | 0
2023-03-09 02:30 | 6 | 0 | 0 | 0 | 0 | 0 | 0 | 190 | 0 | 0 | 0 | 0 | 0 | 0 | 0
2023-03-09 03:00 | 7 | 0 | 0 | 0 | 0 | 0 | 0 | 190 | 0 | 0 | 0 | 0 | 0 | 0 | 0
2023-03-09 03:30 | 8 | 0 | 0 | 0 | 0 | 0 | 0 | 190 | 0 | 0 | 0 | 0 | 0 | 0 | 0
2023-03-09 04:00 | 9 | 0 | 0 | 0 | 0 | 0 | 0 | 190 | 0 | 0 | 0 | 0 | 0 | 0 | 0
2023-03-09 04:30 | 10 | 0 | 0 | 0 | 0 | 0 | 0 | 190 | 0 | 0 | 0 | 0 | 0 | 0 | 0
2023-03-09 05:00 | 11 | 0 | 0 | 0 | 0 | 0 | 0 | 190 | 0 | 0 | 0 | 0 | 0 | 0 | 0
2023-03-09 05:30 | 12 | 0 | 0 | 0 | 0 | 0 | 0 | 290 | 0 | 0 | 0 | 0 | 0 | 0 | 0
2023-03-09 06:00 | 13 | 0 | 0 | 0 | 0 | 0 | 0 | 290 | 0 | 0 | 0 | 0 | 0 | 0 | 0
2023-03-09 06:30 | 14 | 0 | 0 | 0 | 0 | 0 | 0 | 290 | 0 | 0 | 0 | 0 | 0 | 0 | 0
2023-03-09 07:00 | 15 | 0 | 0 | 0 | 0 | 0 | 0 | 290 | 0 | 0 | 0 | 0 | 0 | 0 | 0
2023-03-09 07:30 | 16 | 0 | 0 | 0 | 0 | 0 | 0 | 290 | 0 | 0 | 0 | 0 | 0 | 0 | 0
2023-03-09 08:00 | 17 | 0 | 0 | 0 | 0 | 0 | 0 | 290 | 0 | 0 | 0 | 0 | 0 | 0 | 0
2023-03-09 08:30 | 18 | 0 | 0 | 0 | 0 | 0 | 0 | 290 | 0 | 0 | 0 | 0 | 0 | 0 | 0
2023-03-09 09:00 | 19 | 0 | 0 | 0 | 0 | 0 | 0 | 290 | 0 | 0 | 0 | 0 | 0 | 0 | 0
2023-03-09 09:30 | 20 | 0 | 0 | 0 | 0 | 0 | 0 | 290 | 0 | 0 | 0 | 0 | 0 | 0 | 0
2023-03-09 10:00 | 21 | 0 | 0 | 0 | 0 | 0 | 0 | 190 | 0 | 0 | 0 | 0 | 0 | 0 | 0
2023-03-09 10:30 | 22 | 0 | 0 | 0 | 0 | 0 | 0 | 190 | 0 | 0 | 0 | 0 | 0 | 0 | 0
2023-03-09 11:00 | 23 | 0 | 0 | 0 | 0 | 0 | 0 | 190 | 0 | 0 | 0 | 0 | 0 | 0 | 0
2023-03-09 11:30 | 24 | 0 | 0 | 0 | 0 | 0 | 0 | 190 | 0 | 0 | 0 | 0 | 0 | 0 | 0
2023-03-09 12:00 | 1 | 0 | 0 | 0 | 0 | 0 | 0 | 190 | 0 | 0 | 0 | 0 | 0 | 0 | 0
2023-03-09 12:30 | 2 | 0 | 0 | 0 | 0 | 0 | 0 | 190 | 0 | 0 | 0 | 0 | 0 | 0 | 0
2023-03-09 13:00 | 3 | 0 | 0 | 0 | 0 | 0 | 0 | 190 | 0 | 0 | 0 | 0 | 0 | 0 | 0
2023-03-09 13:30 | 4 | 0 | 0 | 0 | 0 | 0 | 0 | 190 | 0 | 0 | 0 | 0 | 0 | 0 | 0
2023-03-09 14:00 | 5 | 0 | 0 | 0 | 0 | 0 | 0 | 190 | 0 | 0 | 0 | 0 | 0 | 0 | 0
2023-03-09 14:30 | 6 | 0 | 0 | 0 | 0 | 0 | 0 | 190 | 0 | 0 | 0 | 0 | 0 | 0 | 0
2023-03-09 15:00 | 7 | 0 | 0 | 0 | 0 | 0 | 0 | 190 | 0 | 0 | 0 | 0 | 0 | 0 | 0
2023-03-09 15:30 | 8 | 0 | 0 | 0 | 0 | 0 | 0 | 190 | 0 | 0 | 0 | 0 | 0 | 0 | 0
2023-03-09 16:00 | 9 | 0 | 0 | 0 | 0 | 0 | 0 | 190 | 0 | 0 | 0 | 0 | 0 | 0 | 0
2023-03-09 16:30 | 10 | 0 | 0 | 0 | 0 | 0 | 0 | 190 | 0 | 0 | 0 | 0 | 0 | 0 | 0
2023-03-09 17:00 | 11 | 0 | 0 | 0 | 0 | 0 | 0 | 190 | 0 | 0 | 0 | 0 | 0 | 0 | 0
2023-03-09 17:30 | 12 | 0 | 0 | 0 | 0 | 0 | 0 | 290 | 0 | 0 | 0 | 0 | 0 | 0 | 0
2023-03-09 18:00 | 13 | 0 | 0 | 0 | 0 | 0 | 0 | 290 | 0 | 0 | 0 | 0 | 0 | 0 | 0
2023-03-09 18:30 | 14 | 0 | 0 | 0 | 0 | 0 | 0 | 290 | 0 | 0 | 0 | 0 | 0 | 0 | 0
2023-03-09 19:00 | 15 | 0 | 0 | 0 | 0 | 0 | 0 | 290 | 0 | 0 | 0 | 0 | 0 | 0 | 0
2023-03-09 19:30 | 16 | 0 | 0 | 0 | 0 | 0 | 0 | 290 | 0 | 0 | 0 | 0 | 0 | 0 | 0
2023-03-09 20:00 | 17 | 0 | 0 | 0 | 0 | 0 | 0 | 290 | 0 | 0 | 0 | 0 | 0 | 0 | 0
2023-03-09 20:30 | 18 | 0 | 0 | 0 | 0 | 0 | 0 | 290 | 0 | 0 | 0 | 0 | 0 | 0 | 0
2023-03-09 21:00 | 19 | 0 | 0 | 0 | 0 | 0 | 0 | 290 | 0 | 0 | 0 | 0 | 0 | 0 | 0
2023-03-09 21:30 | 20 | 0 | 0 | 0 | 0 | 0 | 0 | 290 | 0 | 0 | 0 | 0 | 0 | 0 | 0
2023-03-09 22:00 | 21 | 0 | 0 | 0 | 0 | 0 | 0 | 190 | 0 | 0 | 0 | 0 | 0 | 0 | 0
2023-03-09 22:30 | 22 | 0 | 0 | 0 | 0 | 0 | 0 | 190 | 0 | 0 | 0 | 0 | 0 | 0 | 0
2023-03-09 23:00 | 23 | 0 | 0 | 0 | 0 | 0 | 0 | 190 | 0 | 0 | 0 | 0 | 0 | 0 | 0
2023-03-09 23:30 | 24 | 0 | 0 | 0 | 0 | 0 | 0 | 190 | 0 | 0 | 0 | 0 | 0 | 0 | 0
2023-03-10 | 1 | 0 | 0 | 0 | 0 | 0 | 0 | 190 | 0 | 0 | 0 | 0 | 0 | 0 | 0
2023-03-10 00:30 | 2 | 0 | 0 | 0 | 0 | 0 | 0 | 190 | 0 | 0 | 0 | 0 | 0 | 0 | 0
2023-03-10 01:00 | 3 | 0 | 0 | 0 | 0 | 0 | 0 | 190 | 0 | 0 | 0 | 0 | 0 | 0 | 0
2023-03-10 01:30 | 4 | 0 | 0 | 0 | 0 | 0 | 0 | 190 | 0 | 0 | 0 | 0 | 0 | 0 | 0
2023-03-10 02:00 | 5 | 0 | 0 | 0 | 0 | 0 | 0 | 190 | 0 | 0 | 0 | 0 | 0 | 0 | 0
2023-03-10 02:30 | 6 | 0 | 0 | 0 | 0 | 0 | 0 | 190 | 0 | 0 | 0 | 0 | 0 | 0 | 0
2023-03-10 03:00 | 7 | 0 | 0 | 0 | 0 | 0 | 0 | 190 | 0 | 0 | 0 | 0 | 0 | 0 | 0
2023-03-10 03:30 | 8 | 0 | 0 | 0 | 0 | 0 | 0 | 190 | 0 | 0 | 0 | 0 | 0 | 0 | 0
2023-03-10 04:00 | 9 | 0 | 0 | 0 | 0 | 0 | 0 | 190 | 0 | 0 | 0 | 0 | 0 | 0 | 0
2023-03-10 04:30 | 10 | 0 | 0 | 0 | 0 | 0 | 0 | 190 | 0 | 0 | 0 | 0 | 0 | 0 | 0
2023-03-10 05:00 | 11 | 0 | 0 | 0 | 0 | 0 | 0 | 190 | 0 | 0 | 0 | 0 | 0 | 0 | 0
2023-03-10 05:30 | 12 | 0 | 0 | 0 | 0 | 0 | 0 | 290 | 0 | 0 | 0 | 0 | 0 | 0 | 0
2023-03-10 06:00 | 13 | 0 | 0 | 0 | 0 | 0 | 0 | 290 | 0 | 0 | 0 | 0 | 0 | 0 | 0
2023-03-10 06:30 | 14 | 0 | 0 | 0 | 0 | 0 | 0 | 290 | 0 | 0 | 0 | 0 | 0 | 0 | 0
2023-03-10 07:00 | 15 | 0 | 0 | 0 | 0 | 0 | 0 | 290 | 0 | 0 | 0 | 0 | 0 | 0 | 0
2023-03-10 07:30 | 16 | 0 | 0 | 0 | 0 | 0 | 0 | 290 | 0 | 0 | 0 | 0 | 0 | 0 | 0
2023-03-10 08:00 | 17 | 0 | 0 | 0 | 0 | 0 | 0 | 290 | 0 | 0 | 0 | 0 | 0 | 0 | 0
2023-03-10 08:30 | 18 | 0 | 0 | 0 | 0 | 0 | 0 | 290 | 0 | 0 | 0 | 0 | 0 | 0 | 0
2023-03-10 09:00 | 19 | 0 | 0 | 0 | 0 | 0 | 0 | 290 | 0 | 0 | 0 | 0 | 0 | 0 | 0
2023-03-10 09:30 | 20 | 0 | 0 | 0 | 0 | 0 | 0 | 290 | 0 | 0 | 0 | 0 | 0 | 0 | 0
2023-03-10 10:00 | 21 | 0 | 0 | 0 | 0 | 0 | 0 | 190 | 0 | 0 | 0 | 0 | 0 | 0 | 0
2023-03-10 10:30 | 22 | 0 | 0 | 0 | 0 | 0 | 0 | 190 | 0 | 0 | 0 | 0 | 0 | 0 | 0
2023-03-10 11:00 | 23 | 0 | 0 | 0 | 0 | 0 | 0 | 190 | 0 | 0 | 0 | 0 | 0 | 0 | 0
2023-03-10 11:30 | 24 | 0 | 0 | 0 | 0 | 0 | 0 | 190 | 0 | 0 | 0 | 0 | 0 | 0 | 0
2023-03-10 12:00 | 1 | 0 | 0 | 0 | 0 | 0 | 0 | 190 | 0 | 0 | 0 | 0 | 0 | 0 | 0
2023-03-10 12:30 | 2 | 0 | 0 | 0 | 0 | 0 | 0 | 190 | 0 | 0 | 0 | 0 | 0 | 0 | 0
2023-03-10 13:00 | 3 | 0 | 0 | 0 | 0 | 0 | 0 | 190 | 0 | 0 | 0 | 0 | 0 | 0 | 0
2023-03-10 13:30 | 4 | 0 | 0 | 0 | 0 | 0 | 0 | 190 | 0 | 0 | 0 | 0 | 0 | 0 | 0
2023-03-10 14:00 | 5 | 0 | 0 | 0 | 0 | 0 | 0 | 190 | 0 | 0 | 0 | 0 | 0 | 0 | 0
2023-03-10 14:30 | 6 | 0 | 0 | 0 | 0 | 0 | 0 | 190 | 0 | 0 | 0 | 0 | 0 | 0 | 0
2023-03-10 15:00 | 7 | 0 | 0 | 0 | 0 | 0 | 0 | 190 | 0 | 0 | 0 | 0 | 0 | 0 | 0
2023-03-10 15:30 | 8 | 0 | 0 | 0 | 0 | 0 | 0 | 190 | 0 | 0 | 0 | 0 | 0 | 0 | 0
2023-03-10 16:00 | 9 | 0 | 0 | 0 | 0 | 0 | 0 | 190 | 0 | 0 | 0 | 0 | 0 | 0 | 0
2023-03-10 16:30 | 10 | 0 | 0 | 0 | 0 | 0 | 0 | 190 | 0 | 0 | 0 | 0 | 0 | 0 | 0
2023-03-10 17:00 | 11 | 0 | 0 | 0 | 0 | 0 | 0 | 190 | 0 | 0 | 0 | 0 | 0 | 0 | 0
2023-03-10 17:30 | 12 | 0 | 0 | 0 | 0 | 0 | 0 | 290 | 0 | 0 | 0 | 0 | 0 | 0 | 0
2023-03-10 18:00 | 13 | 0 | 0 | 0 | 0 | 0 | 0 | 290 | 0 | 0 | 0 | 0 | 0 | 0 | 0
2023-03-10 18:30 | 14 | 0 | 0 | 0 | 0 | 0 | 0 | 290 | 0 | 0 | 0 | 0 | 0 | 0 | 0
2023-03-10 19:00 | 15 | 0 | 0 | 0 | 0 | 0 | 0 | 290 | 0 | 0 | 0 | 0 | 0 | 0 | 0
2023-03-10 19:30 | 16 | 0 | 0 | 0 | 0 | 0 | 0 | 290 | 0 | 0 | 0 | 0 | 0 | 0 | 0
2023-03-10 20:00 | 17 | 0 | 0 | 0 | 0 | 0 | 0 | 290 | 0 | 0 | 0 | 0 | 0 | 0 | 0
2023-03-10 20:30 | 18 | 0 | 0 | 0 | 0 | 0 | 0 | 290 | 0 | 0 | 0 | 0 | 0 | 0 | 0
2023-03-10 21:00 | 19 | 0 | 0 | 0 | 0 | 0 | 0 | 290 | 0 | 0 | 0 | 0 | 0 | 0 | 0
2023-03-10 21:30 | 20 | 0 | 0 | 0 | 0 | 0 | 0 | 290 | 0 | 0 | 0 | 0 | 0 | 0 | 0
2023-03-10 22:00 | 21 | 0 | 0 | 0 | 0 | 0 | 0 | 190 | 0 | 0 | 0 | 0 | 0 | 0 | 0
2023-03-10 22:30 | 22 | 0 | 0 | 0 | 0 | 0 | 0 | 190 | 0 | 0 | 0 | 0 | 0 | 0 | 0
2023-03-10 23:00 | 23 | 0 | 0 | 0 | 0 | 0 | 0 | 190 | 0 | 0 | 0 | 0 | 0 | 0 | 0
2023-03-10 23:30 | 24 | 0 | 0 | 0 | 0 | 0 | 0 | 190 | 0 | 0 | 0 | 0 | 0 | 0 | 0
2023-03-11 | 1 | 0 | 0 | 0 | 0 | 0 | 0 | 190 | 0 | 0 | 0 | 0 | 0 | 0 | 0
2023-03-11 00:30 | 2 | 0 | 0 | 0 | 0 | 0 | 0 | 190 | 0 | 0 | 0 | 0 | 0 | 0 | 0
2023-03-11 01:00 | 3 | 0 | 0 | 0 | 0 | 0 | 0 | 190 | 0 | 0 | 0 | 0 | 0 | 0 | 0
2023-03-11 01:30 | 4 | 0 | 0 | 0 | 0 | 0 | 0 | 190 | 0 | 0 | 0 | 0 | 0 | 0 | 0
2023-03-11 02:00 | 5 | 0 | 0 | 0 | 0 | 0 | 0 | 190 | 0 | 0 | 0 | 0 | 0 | 0 | 0
2023-03-11 02:30 | 6 | 0 | 0 | 0 | 0 | 0 | 0 | 190 | 0 | 0 | 0 | 0 | 0 | 0 | 0
2023-03-11 03:00 | 7 | 0 | 0 | 0 | 0 | 0 | 0 | 190 | 0 | 0 | 0 | 0 | 0 | 0 | 0
2023-03-11 03:30 | 8 | 0 | 0 | 0 | 0 | 0 | 0 | 190 | 0 | 0 | 0 | 0 | 0 | 0 | 0
2023-03-11 04:00 | 9 | 0 | 0 | 0 | 0 | 0 | 0 | 190 | 0 | 0 | 0 | 0 | 0 | 0 | 0
2023-03-11 04:30 | 10 | 0 | 0 | 0 | 0 | 0 | 0 | 190 | 0 | 0 | 0 | 0 | 0 | 0 | 0
2023-03-11 05:00 | 11 | 0 | 0 | 0 | 0 | 0 | 0 | 190 | 0 | 0 | 0 | 0 | 0 | 0 | 0
2023-03-11 05:30 | 12 | 0 | 0 | 0 | 0 | 0 | 0 | 290 | 0 | 0 | 0 | 0 | 0 | 0 | 0
2023-03-11 06:00 | 13 | 0 | 0 | 0 | 0 | 0 | 0 | 290 | 0 | 0 | 0 | 0 | 0 | 0 | 0
2023-03-11 06:30 | 14 | 0 | 0 | 0 | 0 | 0 | 0 | 290 | 0 | 0 | 0 | 0 | 0 | 0 | 0
2023-03-11 07:00 | 15 | 0 | 0 | 0 | 0 | 0 | 0 | 290 | 0 | 0 | 0 | 0 | 0 | 0 | 0
2023-03-11 07:30 | 16 | 0 | 0 | 0 | 0 | 0 | 0 | 290 | 0 | 0 | 0 | 0 | 0 | 0 | 0
2023-03-11 08:00 | 17 | 0 | 0 | 0 | 0 | 0 | 0 | 290 | 0 | 0 | 0 | 0 | 0 | 0 | 0
2023-03-11 08:30 | 18 | 0 | 0 | 0 | 0 | 0 | 0 | 290 | 0 | 0 | 0 | 0 | 0 | 0 | 0
2023-03-11 09:00 | 19 | 0 | 0 | 0 | 0 | 0 | 0 | 290 | 0 | 0 | 0 | 0 | 0 | 0 | 0
2023-03-11 09:30 | 20 | 0 | 0 | 0 | 0 | 0 | 0 | 290 | 0 | 0 | 0 | 0 | 0 | 0 | 0
2023-03-11 10:00 | 21 | 0 | 0 | 0 | 0 | 0 | 0 | 190 | 0 | 0 | 0 | 0 | 0 | 0 | 0
2023-03-11 10:30 | 22 | 0 | 0 | 0 | 0 | 0 | 0 | 190 | 0 | 0 | 0 | 0 | 0 | 0 | 0
2023-03-11 11:00 | 23 | 0 | 0 | 0 | 0 | 0 | 0 | 190 | 0 | 0 | 0 | 0 | 0 | 0 | 0
2023-03-11 11:30 | 24 | 0 | 0 | 0 | 0 | 0 | 0 | 190 | 0 | 0 | 0 | 0 | 0 | 0 | 0
2023-03-11 12:00 | 1 | 0 | 0 | 0 | 0 | 0 | 0 | 190 | 0 | 0 | 0 | 0 | 0 | 0 | 0
2023-03-11 12:30 | 2 | 0 | 0 | 0 | 0 | 0 | 0 | 190 | 0 | 0 | 0 | 0 | 0 | 0 | 0
2023-03-11 13:00 | 3 | 0 | 0 | 0 | 0 | 0 | 0 | 190 | 0 | 0 | 0 | 0 | 0 | 0 | 0
2023-03-11 13:30 | 4 | 0 | 0 | 0 | 0 | 0 | 0 | 190 | 0 | 0 | 0 | 0 | 0 | 0 | 0
2023-03-11 14:00 | 5 | 0 | 0 | 0 | 0 | 0 | 0 | 190 | 0 | 0 | 0 | 0 | 0 | 0 | 0
2023-03-11 14:30 | 6 | 0 | 0 | 0 | 0 | 0 | 0 | 190 | 0 | 0 | 0 | 0 | 0 | 0 | 0
2023-03-11 15:00 | 7 | 0 | 0 | 0 | 0 | 0 | 0 | 190 | 0 | 0 | 0 | 0 | 0 | 0 | 0
2023-03-11 15:30 | 8 | 0 | 0 | 0 | 0 | 0 | 0 | 190 | 0 | 0 | 0 | 0 | 0 | 0 | 0
2023-03-11 16:00 | 9 | 0 | 0 | 0 | 0 | 0 | 0 | 190 | 0 | 0 | 0 | 0 | 0 | 0 | 0
2023-03-11 16:30 | 10 | 0 | 0 | 0 | 0 | 0 | 0 | 190 | 0 | 0 | 0 | 0 | 0 | 0 | 0
2023-03-11 17:00 | 11 | 0 | 0 | 0 | 0 | 0 | 0 | 190 | 0 | 0 | 0 | 0 | 0 | 0 | 0
2023-03-11 17:30 | 12 | 0 | 0 | 0 | 0 | 0 | 0 | 290 | 0 | 0 | 0 | 0 | 0 | 0 | 0
2023-03-11 18:00 | 13 | 0 | 0 | 0 | 0 | 0 | 0 | 290 | 0 | 0 | 0 | 0 | 0 | 0 | 0
2023-03-11 18:30 | 14 | 0 | 0 | 0 | 0 | 0 | 0 | 290 | 0 | 0 | 0 | 0 | 0 | 0 | 0
2023-03-11 19:00 | 15 | 0 | 0 | 0 | 0 | 0 | 0 | 290 | 0 | 0 | 0 | 0 | 0 | 0 | 0
2023-03-11 19:30 | 16 | 0 | 0 | 0 | 0 | 0 | 0 | 290 | 0 | 0 | 0 | 0 | 0 | 0 | 0
2023-03-11 20:00 | 17 | 0 | 0 | 0 | 0 | 0 | 0 | 290 | 0 | 0 | 0 | 0 | 0 | 0 | 0
2023-03-11 20:30 | 18 | 0 | 0 | 0 | 0 | 0 | 0 | 290 | 0 | 0 | 0 | 0 | 0 | 0 | 0
2023-03-11 21:00 | 19 | 0 | 0 | 0 | 0 | 0 | 0 | 290 | 0 | 0 | 0 | 0 | 0 | 0 | 0
2023-03-11 21:30 | 20 | 0 | 0 | 0 | 0 | 0 | 0 | 290 | 0 | 0 | 0 | 0 | 0 | 0 | 0
2023-03-11 22:00 | 21 | 0 | 0 | 0 | 0 | 0 | 0 | 190 | 0 | 0 | 0 | 0 | 0 | 0 | 0
2023-03-11 22:30 | 22 | 0 | 0 | 0 | 0 | 0 | 0 | 190 | 0 | 0 | 0 | 0 | 0 | 0 | 0
2023-03-11 23:00 | 23 | 0 | 0 | 0 | 0 | 0 | 0 | 190 | 0 | 0 | 0 | 0 | 0 | 0 | 0
2023-03-11 23:30 | 24 | 0 | 0 | 0 | 0 | 0 | 0 | 190 | 0 | 0 | 0 | 0 | 0 | 0 | 0
2023-03-12 | 1 | 0 | 0 | 0 | 0 | 0 | 0 | 190 | 0 | 0 | 0 | 0 | 0 | 0 | 0
2023-03-12 00:30 | 2 | 0 | 0 | 0 | 0 | 0 | 0 | 190 | 0 | 0 | 0 | 0 | 0 | 0 | 0
2023-03-12 01:00 | 3 | 0 | 0 | 0 | 0 | 0 | 0 | 190 | 0 | 0 | 0 | 0 | 0 | 0 | 0
2023-03-12 01:30 | 4 | 0 | 0 | 0 | 0 | 0 | 0 | 190 | 0 | 0 | 0 | 0 | 0 | 0 | 0
2023-03-12 02:00 | 5 | 0 | 0 | 0 | 0 | 0 | 0 | 190 | 0 | 0 | 0 | 0 | 0 | 0 | 0
2023-03-12 02:30 | 6 | 0 | 0 | 0 | 0 | 0 | 0 | 190 | 0 | 0 | 0 | 0 | 0 | 0 | 0
2023-03-12 03:00 | 7 | 0 | 0 | 0 | 0 | 0 | 0 | 190 | 0 | 0 | 0 | 0 | 0 | 0 | 0
2023-03-12 03:30 | 8 | 0 | 0 | 0 | 0 | 0 | 0 | 190 | 0 | 0 | 0 | 0 | 0 | 0 | 0
2023-03-12 04:00 | 9 | 0 | 0 | 0 | 0 | 0 | 0 | 190 | 0 | 0 | 0 | 0 | 0 | 0 | 0
2023-03-12 04:30 | 10 | 0 | 0 | 0 | 0 | 0 | 0 | 190 | 0 | 0 | 0 | 0 | 0 | 0 | 0
2023-03-12 05:00 | 11 | 0 | 0 | 0 | 0 | 0 | 0 | 190 | 0 | 0 | 0 | 0 | 0 | 0 | 0
2023-03-12 05:30 | 12 | 0 | 0 | 0 | 0 | 0 | 0 | 290 | 0 | 0 | 0 | 0 | 0 | 0 | 0
2023-03-12 06:00 | 13 | 0 | 0 | 0 | 0 | 0 | 0 | 290 | 0 | 0 | 0 | 0 | 0 | 0 | 0
2023-03-12 06:30 | 14 | 0 | 0 | 0 | 0 | 0 | 0 | 290 | 0 | 0 | 0 | 0 | 0 | 0 | 0
2023-03-12 07:00 | 15 | 0 | 0 | 0 | 0 | 0 | 0 | 290 | 0 | 0 | 0 | 0 | 0 | 0 | 0
2023-03-12 07:30 | 16 | 0 | 0 | 0 | 0 | 0 | 0 | 290 | 0 | 0 | 0 | 0 | 0 | 0 | 0
2023-03-12 08:00 | 17 | 0 | 0 | 0 | 0 | 0 | 0 | 290 | 0 | 0 | 0 | 0 | 0 | 0 | 0
2023-03-12 08:30 | 18 | 0 | 0 | 0 | 0 | 0 | 0 | 290 | 0 | 0 | 0 | 0 | 0 | 0 | 0
2023-03-12 09:00 | 19 | 0 | 0 | 0 | 0 | 0 | 0 | 290 | 0 | 0 | 0 | 0 | 0 | 0 | 0
2023-03-12 09:30 | 20 | 0 | 0 | 0 | 0 | 0 | 0 | 290 | 0 | 0 | 0 | 0 | 0 | 0 | 0
2023-03-12 10:00 | 21 | 0 | 0 | 0 | 0 | 0 | 0 | 190 | 0 | 0 | 0 | 0 | 0 | 0 | 0
2023-03-12 10:30 | 22 | 0 | 0 | 0 | 0 | 0 | 0 | 190 | 0 | 0 | 0 | 0 | 0 | 0 | 0
2023-03-12 11:00 | 23 | 0 | 0 | 0 | 0 | 0 | 0 | 190 | 0 | 0 | 0 | 0 | 0 | 0 | 0
2023-03-12 11:30 | 24 | 0 | 0 | 0 | 0 | 0 | 0 | 190 | 0 | 0 | 0 | 0 | 0 | 0 | 0
2023-03-12 12:00 | 1 | 0 | 0 | 0 | 0 | 0 | 0 | 190 | 0 | 0 | 0 | 0 | 0 | 0 | 0
2023-03-12 12:30 | 2 | 0 | 0 | 0 | 0 | 0 | 0 | 190 | 0 | 0 | 0 | 0 | 0 | 0 | 0
2023-03-12 13:00 | 3 | 0 | 0 | 0 | 0 | 0 | 0 | 190 | 0 | 0 | 0 | 0 | 0 | 0 | 0
2023-03-12 13:30 | 4 | 0 | 0 | 0 | 0 | 0 | 0 | 190 | 0 | 0 | 0 | 0 | 0 | 0 | 0
2023-03-12 14:00 | 5 | 0 | 0 | 0 | 0 | 0 | 0 | 190 | 0 | 0 | 0 | 0 | 0 | 0 | 0
2023-03-12 14:30 | 6 | 0 | 0 | 0 | 0 | 0 | 0 | 190 | 0 | 0 | 0 | 0 | 0 | 0 | 0
2023-03-12 15:00 | 7 | 0 | 0 | 0 | 0 | 0 | 0 | 190 | 0 | 0 | 0 | 0 | 0 | 0 | 0
2023-03-12 15:30 | 8 | 0 | 0 | 0 | 0 | 0 | 0 | 190 | 0 | 0 | 0 | 0 | 0 | 0 | 0
2023-03-12 16:00 | 9 | 0 | 0 | 0 | 0 | 0 | 0 | 190 | 0 | 0 | 0 | 0 | 0 | 0 | 0
2023-03-12 16:30 | 10 | 0 | 0 | 0 | 0 | 0 | 0 | 190 | 0 | 0 | 0 | 0 | 0 | 0 | 0
2023-03-12 17:00 | 11 | 0 | 0 | 0 | 0 | 0 | 0 | 190 | 0 | 0 | 0 | 0 | 0 | 0 | 0
2023-03-12 17:30 | 12 | 0 | 0 | 0 | 0 | 0 | 0 | 290 | 0 | 0 | 0 | 0 | 0 | 0 | 0
2023-03-12 18:00 | 13 | 0 | 0 | 0 | 0 | 0 | 0 | 290 | 0 | 0 | 0 | 0 | 0 | 0 | 0
2023-03-12 18:30 | 14 | 0 | 0 | 0 | 0 | 0 | 0 | 290 | 0 | 0 | 0 | 0 | 0 | 0 | 0
2023-03-12 19:00 | 15 | 0 | 0 | 0 | 0 | 0 | 0 | 290 | 0 | 0 | 0 | 0 | 0 | 0 | 0
2023-03-12 19:30 | 16 | 0 | 0 | 0 | 0 | 0 | 0 | 290 | 0 | 0 | 0 | 0 | 0 | 0 | 0
2023-03-12 20:00 | 17 | 0 | 0 | 0 | 0 | 0 | 0 | 290 | 0 | 0 | 0 | 0 | 0 | 0 | 0
2023-03-12 20:30 | 18 | 0 | 0 | 0 | 0 | 0 | 0 | 290 | 0 | 0 | 0 | 0 | 0 | 0 | 0
2023-03-12 21:00 | 19 | 0 | 0 | 0 | 0 | 0 | 0 | 290 | 0 | 0 | 0 | 0 | 0 | 0 | 0
2023-03-12 21:30 | 20 | 0 | 0 | 0 | 0 | 0 | 0 | 290 | 0 | 0 | 0 | 0 | 0 | 0 | 0
2023-03-12 22:00 | 21 | 0 | 0 | 0 | 0 | 0 | 0 | 190 | 0 | 0 | 0 | 0 | 0 | 0 | 0
2023-03-12 22:30 | 22 | 0 | 0 | 0 | 0 | 0 | 0 | 190 | 0 | 0 | 0 | 0 | 0 | 0 | 0
2023-03-12 23:00 | 23 | 0 | 0 | 0 | 0 | 0 | 0 | 190 | 0 | 0 | 0 | 0 | 0 | 0 | 0
2023-03-12 23:30 | 24 | 0 | 0 | 0 | 0 | 0 | 0 | 190 | 0 | 0 | 0 | 0 | 0 | 0 | 0
2023-03-13 | 1 | 0 | 0 | 0 | 0 | 0 | 0 | 190 | 0 | 0 | 0 | 0 | 0 | 0 | 0
2023-03-13 00:30 | 2 | 0 | 0 | 0 | 0 | 0 | 0 | 190 | 0 | 0 | 0 | 0 | 0 | 0 | 0
2023-03-13 01:00 | 3 | 0 | 0 | 0 | 0 | 0 | 0 | 190 | 0 | 0 | 0 | 0 | 0 | 0 | 0
2023-03-13 01:30 | 4 | 0 | 0 | 0 | 0 | 0 | 0 | 190 | 0 | 0 | 0 | 0 | 0 | 0 | 0
2023-03-13 02:00 | 5 | 0 | 0 | 0 | 0 | 0 | 0 | 190 | 0 | 0 | 0 | 0 | 0 | 0 | 0
2023-03-13 02:30 | 6 | 0 | 0 | 0 | 0 | 0 | 0 | 190 | 0 | 0 | 0 | 0 | 0 | 0 | 0
2023-03-13 03:00 | 7 | 0 | 0 | 0 | 0 | 0 | 0 | 190 | 0 | 0 | 0 | 0 | 0 | 0 | 0
2023-03-13 03:30 | 8 | 0 | 0 | 0 | 0 | 0 | 0 | 190 | 0 | 0 | 0 | 0 | 0 | 0 | 0
2023-03-13 04:00 | 9 | 0 | 0 | 0 | 0 | 0 | 0 | 190 | 0 | 0 | 0 | 0 | 0 | 0 | 0
2023-03-13 04:30 | 10 | 0 | 0 | 0 | 0 | 0 | 0 | 190 | 0 | 0 | 0 | 0 | 0 | 0 | 0
2023-03-13 05:00 | 11 | 0 | 0 | 0 | 0 | 0 | 0 | 190 | 0 | 0 | 0 | 0 | 0 | 0 | 0
2023-03-13 05:30 | 12 | 0 | 0 | 0 | 0 | 0 | 0 | 290 | 0 | 0 | 0 | 0 | 0 | 0 | 0
2023-03-13 06:00 | 13 | 0 | 0 | 0 | 0 | 0 | 0 | 290 | 0 | 0 | 0 | 0 | 0 | 0 | 0
2023-03-13 06:30 | 14 | 0 | 0 | 0 | 0 | 0 | 0 | 290 | 0 | 0 | 0 | 0 | 0 | 0 | 0
2023-03-13 07:00 | 15 | 0 | 0 | 0 | 0 | 0 | 0 | 290 | 0 | 0 | 0 | 0 | 0 | 0 | 0
2023-03-13 07:30 | 16 | 0 | 0 | 0 | 0 | 0 | 0 | 290 | 0 | 0 | 0 | 0 | 0 | 0 | 0
2023-03-13 08:00 | 17 | 0 | 0 | 0 | 0 | 0 | 0 | 290 | 0 | 0 | 0 | 0 | 0 | 0 | 0
2023-03-13 08:30 | 18 | 0 | 0 | 0 | 0 | 0 | 0 | 290 | 0 | 0 | 0 | 0 | 0 | 0 | 0
2023-03-13 09:00 | 19 | 0 | 0 | 0 | 0 | 0 | 0 | 290 | 0 | 0 | 0 | 0 | 0 | 0 | 0
2023-03-13 09:30 | 20 | 0 | 0 | 0 | 0 | 0 | 0 | 290 | 0 | 0 | 0 | 0 | 0 | 0 | 0
2023-03-13 10:00 | 21 | 0 | 0 | 0 | 0 | 0 | 0 | 190 | 0 | 0 | 0 | 0 | 0 | 0 | 0
2023-03-13 10:30 | 22 | 0 | 0 | 0 | 0 | 0 | 0 | 190 | 0 | 0 | 0 | 0 | 0 | 0 | 0
2023-03-13 11:00 | 23 | 0 | 0 | 0 | 0 | 0 | 0 | 190 | 0 | 0 | 0 | 0 | 0 | 0 | 0
2023-03-13 11:30 | 24 | 0 | 0 | 0 | 0 | 0 | 0 | 190 | 0 | 0 | 0 | 0 | 0 | 0 | 0
2023-03-13 12:00 | 1 | 0 | 0 | 0 | 0 | 0 | 0 | 190 | 0 | 0 | 0 | 0 | 0 | 0 | 0
2023-03-13 12:30 | 2 | 0 | 0 | 0 | 0 | 0 | 0 | 190 | 0 | 0 | 0 | 0 | 0 | 0 | 0
2023-03-13 13:00 | 3 | 0 | 0 | 0 | 0 | 0 | 0 | 190 | 0 | 0 | 0 | 0 | 0 | 0 | 0
2023-03-13 13:30 | 4 | 0 | 0 | 0 | 0 | 0 | 0 | 190 | 0 | 0 | 0 | 0 | 0 | 0 | 0
2023-03-13 14:00 | 5 | 0 | 0 | 0 | 0 | 0 | 0 | 190 | 0 | 0 | 0 | 0 | 0 | 0 | 0
2023-03-13 14:30 | 6 | 0 | 0 | 0 | 0 | 0 | 0 | 190 | 0 | 0 | 0 | 0 | 0 | 0 | 0
2023-03-13 15:00 | 7 | 0 | 0 | 0 | 0 | 0 | 0 | 190 | 0 | 0 | 0 | 0 | 0 | 0 | 0
2023-03-13 15:30 | 8 | 0 | 0 | 0 | 0 | 0 | 0 | 190 | 0 | 0 | 0 | 0 | 0 | 0 | 0
2023-03-13 16:00 | 9 | 0 | 0 | 0 | 0 | 0 | 0 | 190 | 0 | 0 | 0 | 0 | 0 | 0 | 0
2023-03-13 16:30 | 10 | 0 | 0 | 0 | 0 | 0 | 0 | 190 | 0 | 0 | 0 | 0 | 0 | 0 | 0
2023-03-13 17:00 | 11 | 0 | 0 | 0 | 0 | 0 | 0 | 190 | 0 | 0 | 0 | 0 | 0 | 0 | 0
2023-03-13 17:30 | 12 | 0 | 0 | 0 | 0 | 0 | 0 | 290 | 0 | 0 | 0 | 0 | 0 | 0 | 0
2023-03-13 18:00 | 13 | 0 | 0 | 0 | 0 | 0 | 0 | 290 | 0 | 0 | 0 | 0 | 0 | 0 | 0
2023-03-13 18:30 | 14 | 0 | 0 | 0 | 0 | 0 | 0 | 290 | 0 | 0 | 0 | 0 | 0 | 0 | 0
2023-03-13 19:00 | 15 | 0 | 0 | 0 | 0 | 0 | 0 | 290 | 0 | 0 | 0 | 0 | 0 | 0 | 0
2023-03-13 19:30 | 16 | 0 | 0 | 0 | 0 | 0 | 0 | 290 | 0 | 0 | 0 | 0 | 0 | 0 | 0
2023-03-13 20:00 | 17 | 0 | 0 | 0 | 0 | 0 | 0 | 290 | 0 | 0 | 0 | 0 | 0 | 0 | 0
2023-03-13 20:30 | 18 | 0 | 0 | 0 | 0 | 0 | 0 | 290 | 0 | 0 | 0 | 0 | 0 | 0 | 0
2023-03-13 21:00 | 19 | 0 | 0 | 0 | 0 | 0 | 0 | 290 | 0 | 0 | 0 | 0 | 0 | 0 | 0
2023-03-13 21:30 | 20 | 0 | 0 | 0 | 0 | 0 | 0 | 290 | 0 | 0 | 0 | 0 | 0 | 0 | 0
2023-03-13 22:00 | 21 | 0 | 0 | 0 | 0 | 0 | 0 | 190 | 0 | 0 | 0 | 0 | 0 | 0 | 0
2023-03-13 22:30 | 22 | 0 | 0 | 0 | 0 | 0 | 0 | 190 | 0 | 0 | 0 | 0 | 0 | 0 | 0
2023-03-13 23:00 | 23 | 0 | 0 | 0 | 0 | 0 | 0 | 190 | 0 | 0 | 0 | 0 | 0 | 0 | 0
2023-03-13 23:30 | 24 | 0 | 0 | 0 | 0 | 0 | 0 | 190 | 0 | 0 | 0 | 0 | 0 | 0 | 0
2023-03-14 | 1 | 0 | 0 | 0 | 0 | 0 | 0 | 190 | 0 | 0 | 0 | 0 | 0 | 0 | 0
2023-03-14 00:30 | 2 | 0 | 0 | 0 | 0 | 0 | 0 | 190 | 0 | 0 | 0 | 0 | 0 | 0 | 0
2023-03-14 01:00 | 3 | 0 | 0 | 0 | 0 | 0 | 0 | 190 | 0 | 0 | 0 | 0 | 0 | 0 | 0
2023-03-14 01:30 | 4 | 0 | 0 | 0 | 0 | 0 | 0 | 190 | 0 | 0 | 0 | 0 | 0 | 0 | 0
2023-03-14 02:00 | 5 | 0 | 0 | 0 | 0 | 0 | 0 | 190 | 0 | 0 | 0 | 0 | 0 | 0 | 0
2023-03-14 02:30 | 6 | 0 | 0 | 0 | 0 | 0 | 0 | 190 | 0 | 0 | 0 | 0 | 0 | 0 | 0
2023-03-14 03:00 | 7 | 0 | 0 | 0 | 0 | 0 | 0 | 190 | 0 | 0 | 0 | 0 | 0 | 0 | 0
2023-03-14 03:30 | 8 | 0 | 0 | 0 | 0 | 0 | 0 | 190 | 0 | 0 | 0 | 0 | 0 | 0 | 0
2023-03-14 04:00 | 9 | 0 | 0 | 0 | 0 | 0 | 0 | 190 | 0 | 0 | 0 | 0 | 0 | 0 | 0
2023-03-14 04:30 | 10 | 0 | 0 | 0 | 0 | 0 | 0 | 190 | 0 | 0 | 0 | 0 | 0 | 0 | 0
2023-03-14 05:00 | 11 | 0 | 0 | 0 | 0 | 0 | 0 | 190 | 0 | 0 | 0 | 0 | 0 | 0 | 0
2023-03-14 05:30 | 12 | 0 | 0 | 0 | 0 | 0 | 0 | 290 | 0 | 0 | 0 | 0 | 0 | 0 | 0
2023-03-14 06:00 | 13 | 0 | 0 | 0 | 0 | 0 | 0 | 290 | 0 | 0 | 0 | 0 | 0 | 0 | 0
2023-03-14 06:30 | 14 | 0 | 0 | 0 | 0 | 0 | 0 | 290 | 0 | 0 | 0 | 0 | 0 | 0 | 0
2023-03-14 07:00 | 15 | 0 | 0 | 0 | 0 | 0 | 0 | 290 | 0 | 0 | 0 | 0 | 0 | 0 | 0
2023-03-14 07:30 | 16 | 0 | 0 | 0 | 0 | 0 | 0 | 290 | 0 | 0 | 0 | 0 | 0 | 0 | 0
2023-03-14 08:00 | 17 | 0 | 0 | 0 | 0 | 0 | 0 | 290 | 0 | 0 | 0 | 0 | 0 | 0 | 0
2023-03-14 08:30 | 18 | 0 | 0 | 0 | 0 | 0 | 0 | 290 | 0 | 0 | 0 | 0 | 0 | 0 | 0
2023-03-14 09:00 | 19 | 0 | 0 | 0 | 0 | 0 | 0 | 290 | 0 | 0 | 0 | 0 | 0 | 0 | 0
2023-03-14 09:30 | 20 | 0 | 0 | 0 | 0 | 0 | 0 | 290 | 0 | 0 | 0 | 0 | 0 | 0 | 0
2023-03-14 10:00 | 21 | 0 | 0 | 0 | 0 | 0 | 0 | 190 | 0 | 0 | 0 | 0 | 0 | 0 | 0
2023-03-14 10:30 | 22 | 0 | 0 | 0 | 0 | 0 | 0 | 190 | 0 | 0 | 0 | 0 | 0 | 0 | 0
2023-03-14 11:00 | 23 | 0 | 0 | 0 | 0 | 0 | 0 | 190 | 0 | 0 | 0 | 0 | 0 | 0 | 0
2023-03-14 11:30 | 24 | 0 | 0 | 0 | 0 | 0 | 0 | 190 | 0 | 0 | 0 | 0 | 0 | 0 | 0
2023-03-14 12:00 | 1 | 0 | 0 | 0 | 0 | 0 | 0 | 190 | 0 | 0 | 0 | 0 | 0 | 0 | 0
2023-03-14 12:30 | 2 | 0 | 0 | 0 | 0 | 0 | 0 | 190 | 0 | 0 | 0 | 0 | 0 | 0 | 0
2023-03-14 13:00 | 3 | 0 | 0 | 0 | 0 | 0 | 0 | 190 | 0 | 0 | 0 | 0 | 0 | 0 | 0
2023-03-14 13:30 | 4 | 0 | 0 | 0 | 0 | 0 | 0 | 190 | 0 | 0 | 0 | 0 | 0 | 0 | 0
2023-03-14 14:00 | 5 | 0 | 0 | 0 | 0 | 0 | 0 | 190 | 0 | 0 | 0 | 0 | 0 | 0 | 0
2023-03-14 14:30 | 6 | 0 | 0 | 0 | 0 | 0 | 0 | 190 | 0 | 0 | 0 | 0 | 0 | 0 | 0
2023-03-14 15:00 | 7 | 0 | 0 | 0 | 0 | 0 | 0 | 190 | 0 | 0 | 0 | 0 | 0 | 0 | 0
2023-03-14 15:30 | 8 | 0 | 0 | 0 | 0 | 0 | 0 | 190 | 0 | 0 | 0 | 0 | 0 | 0 | 0
2023-03-14 16:00 | 9 | 0 | 0 | 0 | 0 | 0 | 0 | 190 | 0 | 0 | 0 | 0 | 0 | 0 | 0
2023-03-14 16:30 | 10 | 0 | 0 | 0 | 0 | 0 | 0 | 190 | 0 | 0 | 0 | 0 | 0 | 0 | 0
2023-03-14 17:00 | 11 | 0 | 0 | 0 | 0 | 0 | 0 | 190 | 0 | 0 | 0 | 0 | 0 | 0 | 0
2023-03-14 17:30 | 12 | 0 | 0 | 0 | 0 | 0 | 0 | 290 | 0 | 0 | 0 | 0 | 0 | 0 | 0
2023-03-14 18:00 | 13 | 0 | 0 | 0 | 0 | 0 | 0 | 290 | 0 | 0 | 0 | 0 | 0 | 0 | 0
2023-03-14 18:30 | 14 | 0 | 0 | 0 | 0 | 0 | 0 | 290 | 0 | 0 | 0 | 0 | 0 | 0 | 0
2023-03-14 19:00 | 15 | 0 | 0 | 0 | 0 | 0 | 0 | 290 | 0 | 0 | 0 | 0 | 0 | 0 | 0
2023-03-14 19:30 | 16 | 0 | 0 | 0 | 0 | 0 | 0 | 290 | 0 | 0 | 0 | 0 | 0 | 0 | 0
2023-03-14 20:00 | 17 | 0 | 0 | 0 | 0 | 0 | 0 | 290 | 0 | 0 | 0 | 0 | 0 | 0 | 0
2023-03-14 20:30 | 18 | 0 | 0 | 0 | 0 | 0 | 0 | 290 | 0 | 0 | 0 | 0 | 0 | 0 | 0
2023-03-14 21:00 | 19 | 0 | 0 | 0 | 0 | 0 | 0 | 290 | 0 | 0 | 0 | 0 | 0 | 0 | 0
2023-03-14 21:30 | 20 | 0 | 0 | 0 | 0 | 0 | 0 | 290 | 0 | 0 | 0 | 0 | 0 | 0 | 0
2023-03-14 22:00 | 21 | 0 | 0 | 0 | 0 | 0 | 0 | 190 | 0 | 0 | 0 | 0 | 0 | 0 | 0
2023-03-14 22:30 | 22 | 0 | 0 | 0 | 0 | 0 | 0 | 190 | 0 | 0 | 0 | 0 | 0 | 0 | 0
2023-03-14 23:00 | 23 | 0 | 0 | 0 | 0 | 0 | 0 | 190 | 0 | 0 | 0 | 0 | 0 | 0 | 0
2023-03-14 23:30 | 24 | 0 | 0 | 0 | 0 | 0 | 0 | 190 | 0 | 0 | 0 | 0 | 0 | 0 | 0
2023-03-15 | 1 | 0 | 0 | 0 | 0 | 0 | 0 | 190 | 0 | 0 | 0 | 0 | 0 | 0 | 0
2023-03-15 00:30 | 2 | 0 | 0 | 0 | 0 | 0 | 0 | 190 | 0 | 0 | 0 | 0 | 0 | 0 | 0
2023-03-15 01:00 | 3 | 0 | 0 | 0 | 0 | 0 | 0 | 190 | 0 | 0 | 0 | 0 | 0 | 0 | 0
2023-03-15 01:30 | 4 | 0 | 0 | 0 | 0 | 0 | 0 | 190 | 0 | 0 | 0 | 0 | 0 | 0 | 0
2023-03-15 02:00 | 5 | 0 | 0 | 0 | 0 | 0 | 0 | 190 | 0 | 0 | 0 | 0 | 0 | 0 | 0
2023-03-15 02:30 | 6 | 0 | 0 | 0 | 0 | 0 | 0 | 190 | 0 | 0 | 0 | 0 | 0 | 0 | 0
2023-03-15 03:00 | 7 | 0 | 0 | 0 | 0 | 0 | 0 | 190 | 0 | 0 | 0 | 0 | 0 | 0 | 0
2023-03-15 03:30 | 8 | 0 | 0 | 0 | 0 | 0 | 0 | 190 | 0 | 0 | 0 | 0 | 0 | 0 | 0
2023-03-15 04:00 | 9 | 0 | 0 | 0 | 0 | 0 | 0 | 190 | 0 | 0 | 0 | 0 | 0 | 0 | 0
2023-03-15 04:30 | 10 | 0 | 0 | 0 | 0 | 0 | 0 | 190 | 0 | 0 | 0 | 0 | 0 | 0 | 0
2023-03-15 05:00 | 11 | 0 | 0 | 0 | 0 | 0 | 0 | 190 | 0 | 0 | 0 | 0 | 0 | 0 | 0
2023-03-15 05:30 | 12 | 0 | 0 | 0 | 0 | 0 | 0 | 290 | 0 | 0 | 0 | 0 | 0 | 0 | 0
2023-03-15 06:00 | 13 | 0 | 0 | 0 | 0 | 0 | 0 | 290 | 0 | 0 | 0 | 0 | 0 | 0 | 0
2023-03-15 06:30 | 14 | 0 | 0 | 0 | 0 | 0 | 0 | 290 | 0 | 0 | 0 | 0 | 0 | 0 | 0
2023-03-15 07:00 | 15 | 0 | 0 | 0 | 0 | 0 | 0 | 290 | 0 | 0 | 0 | 0 | 0 | 0 | 0
2023-03-15 07:30 | 16 | 0 | 0 | 0 | 0 | 0 | 0 | 290 | 0 | 0 | 0 | 0 | 0 | 0 | 0
2023-03-15 08:00 | 17 | 0 | 0 | 0 | 0 | 0 | 0 | 290 | 0 | 0 | 0 | 0 | 0 | 0 | 0
2023-03-15 08:30 | 18 | 0 | 0 | 0 | 0 | 0 | 0 | 290 | 0 | 0 | 0 | 0 | 0 | 0 | 0
2023-03-15 09:00 | 19 | 0 | 0 | 0 | 0 | 0 | 0 | 290 | 0 | 0 | 0 | 0 | 0 | 0 | 0
2023-03-15 09:30 | 20 | 0 | 0 | 0 | 0 | 0 | 0 | 290 | 0 | 0 | 0 | 0 | 0 | 0 | 0
2023-03-15 10:00 | 21 | 0 | 0 | 0 | 0 | 0 | 0 | 190 | 0 | 0 | 0 | 0 | 0 | 0 | 0
2023-03-15 10:30 | 22 | 0 | 0 | 0 | 0 | 0 | 0 | 190 | 0 | 0 | 0 | 0 | 0 | 0 | 0
2023-03-15 11:00 | 23 | 0 | 0 | 0 | 0 | 0 | 0 | 190 | 0 | 0 | 0 | 0 | 0 | 0 | 0
2023-03-15 11:30 | 24 | 0 | 0 | 0 | 0 | 0 | 0 | 190 | 0 | 0 | 0 | 0 | 0 | 0 | 0
2023-03-15 12:00 | 1 | 0 | 0 | 0 | 0 | 0 | 0 | 190 | 0 | 0 | 0 | 0 | 0 | 0 | 0
2023-03-15 12:30 | 2 | 0 | 0 | 0 | 0 | 0 | 0 | 190 | 0 | 0 | 0 | 0 | 0 | 0 | 0
2023-03-15 13:00 | 3 | 0 | 0 | 0 | 0 | 0 | 0 | 190 | 0 | 0 | 0 | 0 | 0 | 0 | 0
2023-03-15 13:30 | 4 | 0 | 0 | 0 | 0 | 0 | 0 | 190 | 0 | 0 | 0 | 0 | 0 | 0 | 0
2023-03-15 14:00 | 5 | 0 | 0 | 0 | 0 | 0 | 0 | 190 | 0 | 0 | 0 | 0 | 0 | 0 | 0
2023-03-15 14:30 | 6 | 0 | 0 | 0 | 0 | 0 | 0 | 190 | 0 | 0 | 0 | 0 | 0 | 0 | 0
2023-03-15 15:00 | 7 | 0 | 0 | 0 | 0 | 0 | 0 | 190 | 0 | 0 | 0 | 0 | 0 | 0 | 0
2023-03-15 15:30 | 8 | 0 | 0 | 0 | 0 | 0 | 0 | 190 | 0 | 0 | 0 | 0 | 0 | 0 | 0
2023-03-15 16:00 | 9 | 0 | 0 | 0 | 0 | 0 | 0 | 190 | 0 | 0 | 0 | 0 | 0 | 0 | 0
2023-03-15 16:30 | 10 | 0 | 0 | 0 | 0 | 0 | 0 | 190 | 0 | 0 | 0 | 0 | 0 | 0 | 0
2023-03-15 17:00 | 11 | 0 | 0 | 0 | 0 | 0 | 0 | 190 | 0 | 0 | 0 | 0 | 0 | 0 | 0
2023-03-15 17:30 | 12 | 0 | 0 | 0 | 0 | 0 | 0 | 290 | 0 | 0 | 0 | 0 | 0 | 0 | 0
2023-03-15 18:00 | 13 | 0 | 0 | 0 | 0 | 0 | 0 | 290 | 0 | 0 | 0 | 0 | 0 | 0 | 0
2023-03-15 18:30 | 14 | 0 | 0 | 0 | 0 | 0 | 0 | 290 | 0 | 0 | 0 | 0 | 0 | 0 | 0
2023-03-15 19:00 | 15 | 0 | 0 | 0 | 0 | 0 | 0 | 290 | 0 | 0 | 0 | 0 | 0 | 0 | 0
2023-03-15 19:30 | 16 | 0 | 0 | 0 | 0 | 0 | 0 | 290 | 0 | 0 | 0 | 0 | 0 | 0 | 0
2023-03-15 20:00 | 17 | 0 | 0 | 0 | 0 | 0 | 0 | 290 | 0 | 0 | 0 | 0 | 0 | 0 | 0
2023-03-15 20:30 | 18 | 0 | 0 | 0 | 0 | 0 | 0 | 290 | 0 | 0 | 0 | 0 | 0 | 0 | 0
2023-03-15 21:00 | 19 | 0 | 0 | 0 | 0 | 0 | 0 | 290 | 0 | 0 | 0 | 0 | 0 | 0 | 0
2023-03-15 21:30 | 20 | 0 | 0 | 0 | 0 | 0 | 0 | 290 | 0 | 0 | 0 | 0 | 0 | 0 | 0
2023-03-15 22:00 | 21 | 0 | 0 | 0 | 0 | 0 | 0 | 190 | 0 | 0 | 0 | 0 | 0 | 0 | 0
2023-03-15 22:30 | 22 | 0 | 0 | 0 | 0 | 0 | 0 | 190 | 0 | 0 | 0 | 0 | 0 | 0 | 0
2023-03-15 23:00 | 23 | 0 | 0 | 0 | 0 | 0 | 0 | 190 | 0 | 0 | 0 | 0 | 0 | 0 | 0
2023-03-15 23:30 | 24 | 0 | 0 | 0 | 0 | 0 | 0 | 190 | 0 | 0 | 0 | 0 | 0 | 0 | 0
2023-03-16 | 1 | 0 | 0 | 0 | 0 | 0 | 0 | 190 | 0 | 0 | 0 | 0 | 0 | 0 | 0
2023-03-16 00:30 | 2 | 0 | 0 | 0 | 0 | 0 | 0 | 190 | 0 | 0 | 0 | 0 | 0 | 0 | 0
2023-03-16 01:00 | 3 | 0 | 0 | 0 | 0 | 0 | 0 | 190 | 0 | 0 | 0 | 0 | 0 | 0 | 0
2023-03-16 01:30 | 4 | 0 | 0 | 0 | 0 | 0 | 0 | 190 | 0 | 0 | 0 | 0 | 0 | 0 | 0
2023-03-16 02:00 | 5 | 0 | 0 | 0 | 0 | 0 | 0 | 190 | 0 | 0 | 0 | 0 | 0 | 0 | 0
2023-03-16 02:30 | 6 | 0 | 0 | 0 | 0 | 0 | 0 | 190 | 0 | 0 | 0 | 0 | 0 | 0 | 0
2023-03-16 03:00 | 7 | 0 | 0 | 0 | 0 | 0 | 0 | 190 | 0 | 0 | 0 | 0 | 0 | 0 | 0
2023-03-16 03:30 | 8 | 0 | 0 | 0 | 0 | 0 | 0 | 190 | 0 | 0 | 0 | 0 | 0 | 0 | 0
2023-03-16 04:00 | 9 | 0 | 0 | 0 | 0 | 0 | 0 | 190 | 0 | 0 | 0 | 0 | 0 | 0 | 0
2023-03-16 04:30 | 10 | 0 | 0 | 0 | 0 | 0 | 0 | 190 | 0 | 0 | 0 | 0 | 0 | 0 | 0
2023-03-16 05:00 | 11 | 0 | 0 | 0 | 0 | 0 | 0 | 190 | 0 | 0 | 0 | 0 | 0 | 0 | 0
2023-03-16 05:30 | 12 | 0 | 0 | 0 | 0 | 0 | 0 | 290 | 0 | 0 | 0 | 0 | 0 | 0 | 0
2023-03-16 06:00 | 13 | 0 | 0 | 0 | 0 | 0 | 0 | 290 | 0 | 0 | 0 | 0 | 0 | 0 | 0
2023-03-16 06:30 | 14 | 0 | 0 | 0 | 0 | 0 | 0 | 290 | 0 | 0 | 0 | 0 | 0 | 0 | 0
2023-03-16 07:00 | 15 | 0 | 0 | 0 | 0 | 0 | 0 | 290 | 0 | 0 | 0 | 0 | 0 | 0 | 0
2023-03-16 07:30 | 16 | 0 | 0 | 0 | 0 | 0 | 0 | 290 | 0 | 0 | 0 | 0 | 0 | 0 | 0
2023-03-16 08:00 | 17 | 0 | 0 | 0 | 0 | 0 | 0 | 290 | 0 | 0 | 0 | 0 | 0 | 0 | 0
2023-03-16 08:30 | 18 | 0 | 0 | 0 | 0 | 0 | 0 | 290 | 0 | 0 | 0 | 0 | 0 | 0 | 0
2023-03-16 09:00 | 19 | 0 | 0 | 0 | 0 | 0 | 0 | 290 | 0 | 0 | 0 | 0 | 0 | 0 | 0
2023-03-16 09:30 | 20 | 0 | 0 | 0 | 0 | 0 | 0 | 290 | 0 | 0 | 0 | 0 | 0 | 0 | 0
2023-03-16 10:00 | 21 | 0 | 0 | 0 | 0 | 0 | 0 | 190 | 0 | 0 | 0 | 0 | 0 | 0 | 0
2023-03-16 10:30 | 22 | 0 | 0 | 0 | 0 | 0 | 0 | 190 | 0 | 0 | 0 | 0 | 0 | 0 | 0
2023-03-16 11:00 | 23 | 0 | 0 | 0 | 0 | 0 | 0 | 190 | 0 | 0 | 0 | 0 | 0 | 0 | 0
2023-03-16 11:30 | 24 | 0 | 0 | 0 | 0 | 0 | 0 | 190 | 0 | 0 | 0 | 0 | 0 | 0 | 0
2023-03-16 12:00 | 1 | 0 | 0 | 0 | 0 | 0 | 0 | 190 | 0 | 0 | 0 | 0 | 0 | 0 | 0
2023-03-16 12:30 | 2 | 0 | 0 | 0 | 0 | 0 | 0 | 190 | 0 | 0 | 0 | 0 | 0 | 0 | 0
2023-03-16 13:00 | 3 | 0 | 0 | 0 | 0 | 0 | 0 | 190 | 0 | 0 | 0 | 0 | 0 | 0 | 0
2023-03-16 13:30 | 4 | 0 | 0 | 0 | 0 | 0 | 0 | 190 | 0 | 0 | 0 | 0 | 0 | 0 | 0
2023-03-16 14:00 | 5 | 0 | 0 | 0 | 0 | 0 | 0 | 190 | 0 | 0 | 0 | 0 | 0 | 0 | 0
2023-03-16 14:30 | 6 | 0 | 0 | 0 | 0 | 0 | 0 | 190 | 0 | 0 | 0 | 0 | 0 | 0 | 0
2023-03-16 15:00 | 7 | 0 | 0 | 0 | 0 | 0 | 0 | 190 | 0 | 0 | 0 | 0 | 0 | 0 | 0
2023-03-16 15:30 | 8 | 0 | 0 | 0 | 0 | 0 | 0 | 190 | 0 | 0 | 0 | 0 | 0 | 0 | 0
2023-03-16 16:00 | 9 | 0 | 0 | 0 | 0 | 0 | 0 | 190 | 0 | 0 | 0 | 0 | 0 | 0 | 0
2023-03-16 16:30 | 10 | 0 | 0 | 0 | 0 | 0 | 0 | 190 | 0 | 0 | 0 | 0 | 0 | 0 | 0
2023-03-16 17:00 | 11 | 0 | 0 | 0 | 0 | 0 | 0 | 190 | 0 | 0 | 0 | 0 | 0 | 0 | 0
2023-03-16 17:30 | 12 | 0 | 0 | 0 | 0 | 0 | 0 | 290 | 0 | 0 | 0 | 0 | 0 | 0 | 0
2023-03-16 18:00 | 13 | 0 | 0 | 0 | 0 | 0 | 0 | 290 | 0 | 0 | 0 | 0 | 0 | 0 | 0
2023-03-16 18:30 | 14 | 0 | 0 | 0 | 0 | 0 | 0 | 290 | 0 | 0 | 0 | 0 | 0 | 0 | 0
2023-03-16 19:00 | 15 | 0 | 0 | 0 | 0 | 0 | 0 | 290 | 0 | 0 | 0 | 0 | 0 | 0 | 0
2023-03-16 19:30 | 16 | 0 | 0 | 0 | 0 | 0 | 0 | 290 | 0 | 0 | 0 | 0 | 0 | 0 | 0
2023-03-16 20:00 | 17 | 0 | 0 | 0 | 0 | 0 | 0 | 290 | 0 | 0 | 0 | 0 | 0 | 0 | 0
2023-03-16 20:30 | 18 | 0 | 0 | 0 | 0 | 0 | 0 | 290 | 0 | 0 | 0 | 0 | 0 | 0 | 0
2023-03-16 21:00 | 19 | 0 | 0 | 0 | 0 | 0 | 0 | 290 | 0 | 0 | 0 | 0 | 0 | 0 | 0
2023-03-16 21:30 | 20 | 0 | 0 | 0 | 0 | 0 | 0 | 290 | 0 | 0 | 0 | 0 | 0 | 0 | 0
2023-03-16 22:00 | 21 | 0 | 0 | 0 | 0 | 0 | 0 | 190 | 0 | 0 | 0 | 0 | 0 | 0 | 0
2023-03-16 22:30 | 22 | 0 | 0 | 0 | 0 | 0 | 0 | 190 | 0 | 0 | 0 | 0 | 0 | 0 | 0
2023-03-16 23:00 | 23 | 0 | 0 | 0 | 0 | 0 | 0 | 190 | 0 | 0 | 0 | 0 | 0 | 0 | 0
2023-03-16 23:30 | 24 | 0 | 0 | 0 | 0 | 0 | 0 | 190 | 0 | 0 | 0 | 0 | 0 | 0 | 0
2023-03-17 | 1 | 0 | 0 | 0 | 0 | 0 | 0 | 190 | 0 | 0 | 0 | 0 | 0 | 0 | 0
2023-03-17 00:30 | 2 | 0 | 0 | 0 | 0 | 0 | 0 | 190 | 0 | 0 | 0 | 0 | 0 | 0 | 0
2023-03-17 01:00 | 3 | 0 | 0 | 0 | 0 | 0 | 0 | 190 | 0 | 0 | 0 | 0 | 0 | 0 | 0
2023-03-17 01:30 | 4 | 0 | 0 | 0 | 0 | 0 | 0 | 190 | 0 | 0 | 0 | 0 | 0 | 0 | 0
2023-03-17 02:00 | 5 | 0 | 0 | 0 | 0 | 0 | 0 | 190 | 0 | 0 | 0 | 0 | 0 | 0 | 0
2023-03-17 02:30 | 6 | 0 | 0 | 0 | 0 | 0 | 0 | 190 | 0 | 0 | 0 | 0 | 0 | 0 | 0
2023-03-17 03:00 | 7 | 0 | 0 | 0 | 0 | 0 | 0 | 190 | 0 | 0 | 0 | 0 | 0 | 0 | 0
2023-03-17 03:30 | 8 | 0 | 0 | 0 | 0 | 0 | 0 | 190 | 0 | 0 | 0 | 0 | 0 | 0 | 0
2023-03-17 04:00 | 9 | 0 | 0 | 0 | 0 | 0 | 0 | 190 | 0 | 0 | 0 | 0 | 0 | 0 | 0
2023-03-17 04:30 | 10 | 0 | 0 | 0 | 0 | 0 | 0 | 190 | 0 | 0 | 0 | 0 | 0 | 0 | 0
2023-03-17 05:00 | 11 | 0 | 0 | 0 | 0 | 0 | 0 | 190 | 0 | 0 | 0 | 0 | 0 | 0 | 0
2023-03-17 05:30 | 12 | 0 | 0 | 0 | 0 | 0 | 0 | 290 | 0 | 0 | 0 | 0 | 0 | 0 | 0
2023-03-17 06:00 | 13 | 0 | 0 | 0 | 0 | 0 | 0 | 290 | 0 | 0 | 0 | 0 | 0 | 0 | 0
2023-03-17 06:30 | 14 | 0 | 0 | 0 | 0 | 0 | 0 | 290 | 0 | 0 | 0 | 0 | 0 | 0 | 0
2023-03-17 07:00 | 15 | 0 | 0 | 0 | 0 | 0 | 0 | 290 | 0 | 0 | 0 | 0 | 0 | 0 | 0
2023-03-17 07:30 | 16 | 0 | 0 | 0 | 0 | 0 | 0 | 290 | 0 | 0 | 0 | 0 | 0 | 0 | 0
2023-03-17 08:00 | 17 | 0 | 0 | 0 | 0 | 0 | 0 | 290 | 0 | 0 | 0 | 0 | 0 | 0 | 0
2023-03-17 08:30 | 18 | 0 | 0 | 0 | 0 | 0 | 0 | 290 | 0 | 0 | 0 | 0 | 0 | 0 | 0
2023-03-17 09:00 | 19 | 0 | 0 | 0 | 0 | 0 | 0 | 290 | 0 | 0 | 0 | 0 | 0 | 0 | 0
2023-03-17 09:30 | 20 | 0 | 0 | 0 | 0 | 0 | 0 | 290 | 0 | 0 | 0 | 0 | 0 | 0 | 0
2023-03-17 10:00 | 21 | 0 | 0 | 0 | 0 | 0 | 0 | 190 | 0 | 0 | 0 | 0 | 0 | 0 | 0
2023-03-17 10:30 | 22 | 0 | 0 | 0 | 0 | 0 | 0 | 190 | 0 | 0 | 0 | 0 | 0 | 0 | 0
2023-03-17 11:00 | 23 | 0 | 0 | 0 | 0 | 0 | 0 | 190 | 0 | 0 | 0 | 0 | 0 | 0 | 0
2023-03-17 11:30 | 24 | 0 | 0 | 0 | 0 | 0 | 0 | 190 | 0 | 0 | 0 | 0 | 0 | 0 | 0
2023-03-17 12:00 | 1 | 0 | 0 | 0 | 0 | 0 | 0 | 190 | 0 | 0 | 0 | 0 | 0 | 0 | 0
2023-03-17 12:30 | 2 | 0 | 0 | 0 | 0 | 0 | 0 | 190 | 0 | 0 | 0 | 0 | 0 | 0 | 0
2023-03-17 13:00 | 3 | 0 | 0 | 0 | 0 | 0 | 0 | 190 | 0 | 0 | 0 | 0 | 0 | 0 | 0
2023-03-17 13:30 | 4 | 0 | 0 | 0 | 0 | 0 | 0 | 190 | 0 | 0 | 0 | 0 | 0 | 0 | 0
2023-03-17 14:00 | 5 | 0 | 0 | 0 | 0 | 0 | 0 | 190 | 0 | 0 | 0 | 0 | 0 | 0 | 0
2023-03-17 14:30 | 6 | 0 | 0 | 0 | 0 | 0 | 0 | 190 | 0 | 0 | 0 | 0 | 0 | 0 | 0
2023-03-17 15:00 | 7 | 0 | 0 | 0 | 0 | 0 | 0 | 190 | 0 | 0 | 0 | 0 | 0 | 0 | 0
2023-03-17 15:30 | 8 | 0 | 0 | 0 | 0 | 0 | 0 | 190 | 0 | 0 | 0 | 0 | 0 | 0 | 0
2023-03-17 16:00 | 9 | 0 | 0 | 0 | 0 | 0 | 0 | 190 | 0 | 0 | 0 | 0 | 0 | 0 | 0
2023-03-17 16:30 | 10 | 0 | 0 | 0 | 0 | 0 | 0 | 190 | 0 | 0 | 0 | 0 | 0 | 0 | 0
2023-03-17 17:00 | 11 | 0 | 0 | 0 | 0 | 0 | 0 | 190 | 0 | 0 | 0 | 0 | 0 | 0 | 0
2023-03-17 17:30 | 12 | 0 | 0 | 0 | 0 | 0 | 0 | 290 | 0 | 0 | 0 | 0 | 0 | 0 | 0
2023-03-17 18:00 | 13 | 0 | 0 | 0 | 0 | 0 | 0 | 290 | 0 | 0 | 0 | 0 | 0 | 0 | 0
2023-03-17 18:30 | 14 | 0 | 0 | 0 | 0 | 0 | 0 | 290 | 0 | 0 | 0 | 0 | 0 | 0 | 0
2023-03-17 19:00 | 15 | 0 | 0 | 0 | 0 | 0 | 0 | 290 | 0 | 0 | 0 | 0 | 0 | 0 | 0
2023-03-17 19:30 | 16 | 0 | 0 | 0 | 0 | 0 | 0 | 290 | 0 | 0 | 0 | 0 | 0 | 0 | 0
2023-03-17 20:00 | 17 | 0 | 0 | 0 | 0 | 0 | 0 | 290 | 0 | 0 | 0 | 0 | 0 | 0 | 0
2023-03-17 20:30 | 18 | 0 | 0 | 0 | 0 | 0 | 0 | 290 | 0 | 0 | 0 | 0 | 0 | 0 | 0
2023-03-17 21:00 | 19 | 0 | 0 | 0 | 0 | 0 | 0 | 290 | 0 | 0 | 0 | 0 | 0 | 0 | 0
2023-03-17 21:30 | 20 | 0 | 0 | 0 | 0 | 0 | 0 | 290 | 0 | 0 | 0 | 0 | 0 | 0 | 0
2023-03-17 22:00 | 21 | 0 | 0 | 0 | 0 | 0 | 0 | 190 | 0 | 0 | 0 | 0 | 0 | 0 | 0
2023-03-17 22:30 | 22 | 0 | 0 | 0 | 0 | 0 | 0 | 190 | 0 | 0 | 0 | 0 | 0 | 0 | 0
2023-03-17 23:00 | 23 | 0 | 0 | 0 | 0 | 0 | 0 | 190 | 0 | 0 | 0 | 0 | 0 | 0 | 0
2023-03-17 23:30 | 24 | 0 | 0 | 0 | 0 | 0 | 0 | 190 | 0 | 0 | 0 | 0 | 0 | 0 | 0
2023-03-18 | 1 | 0 | 0 | 0 | 0 | 0 | 0 | 190 | 0 | 0 | 0 | 0 | 0 | 0 | 0
2023-03-18 00:30 | 2 | 0 | 0 | 0 | 0 | 0 | 0 | 190 | 0 | 0 | 0 | 0 | 0 | 0 | 0
2023-03-18 01:00 | 3 | 0 | 0 | 0 | 0 | 0 | 0 | 190 | 0 | 0 | 0 | 0 | 0 | 0 | 0
2023-03-18 01:30 | 4 | 0 | 0 | 0 | 0 | 0 | 0 | 190 | 0 | 0 | 0 | 0 | 0 | 0 | 0
2023-03-18 02:00 | 5 | 0 | 0 | 0 | 0 | 0 | 0 | 190 | 0 | 0 | 0 | 0 | 0 | 0 | 0
2023-03-18 02:30 | 6 | 0 | 0 | 0 | 0 | 0 | 0 | 190 | 0 | 0 | 0 | 0 | 0 | 0 | 0
2023-03-18 03:00 | 7 | 0 | 0 | 0 | 0 | 0 | 0 | 190 | 0 | 0 | 0 | 0 | 0 | 0 | 0
2023-03-18 03:30 | 8 | 0 | 0 | 0 | 0 | 0 | 0 | 190 | 0 | 0 | 0 | 0 | 0 | 0 | 0
2023-03-18 04:00 | 9 | 0 | 0 | 0 | 0 | 0 | 0 | 190 | 0 | 0 | 0 | 0 | 0 | 0 | 0
2023-03-18 04:30 | 10 | 0 | 0 | 0 | 0 | 0 | 0 | 190 | 0 | 0 | 0 | 0 | 0 | 0 | 0
2023-03-18 05:00 | 11 | 0 | 0 | 0 | 0 | 0 | 0 | 190 | 0 | 0 | 0 | 0 | 0 | 0 | 0
2023-03-18 05:30 | 12 | 0 | 0 | 0 | 0 | 0 | 0 | 290 | 0 | 0 | 0 | 0 | 0 | 0 | 0
2023-03-18 06:00 | 13 | 0 | 0 | 0 | 0 | 0 | 0 | 290 | 0 | 0 | 0 | 0 | 0 | 0 | 0
2023-03-18 06:30 | 14 | 0 | 0 | 0 | 0 | 0 | 0 | 290 | 0 | 0 | 0 | 0 | 0 | 0 | 0
2023-03-18 07:00 | 15 | 0 | 0 | 0 | 0 | 0 | 0 | 290 | 0 | 0 | 0 | 0 | 0 | 0 | 0
2023-03-18 07:30 | 16 | 0 | 0 | 0 | 0 | 0 | 0 | 290 | 0 | 0 | 0 | 0 | 0 | 0 | 0
2023-03-18 08:00 | 17 | 0 | 0 | 0 | 0 | 0 | 0 | 290 | 0 | 0 | 0 | 0 | 0 | 0 | 0
2023-03-18 08:30 | 18 | 0 | 0 | 0 | 0 | 0 | 0 | 290 | 0 | 0 | 0 | 0 | 0 | 0 | 0
2023-03-18 09:00 | 19 | 0 | 0 | 0 | 0 | 0 | 0 | 290 | 0 | 0 | 0 | 0 | 0 | 0 | 0
2023-03-18 09:30 | 20 | 0 | 0 | 0 | 0 | 0 | 0 | 290 | 0 | 0 | 0 | 0 | 0 | 0 | 0
2023-03-18 10:00 | 21 | 0 | 0 | 0 | 0 | 0 | 0 | 190 | 0 | 0 | 0 | 0 | 0 | 0 | 0
2023-03-18 10:30 | 22 | 0 | 0 | 0 | 0 | 0 | 0 | 190 | 0 | 0 | 0 | 0 | 0 | 0 | 0
2023-03-18 11:00 | 23 | 0 | 0 | 0 | 0 | 0 | 0 | 190 | 0 | 0 | 0 | 0 | 0 | 0 | 0
2023-03-18 11:30 | 24 | 0 | 0 | 0 | 0 | 0 | 0 | 190 | 0 | 0 | 0 | 0 | 0 | 0 | 0
2023-03-18 12:00 | 1 | 0 | 0 | 0 | 0 | 0 | 0 | 190 | 0 | 0 | 0 | 0 | 0 | 0 | 0
2023-03-18 12:30 | 2 | 0 | 0 | 0 | 0 | 0 | 0 | 190 | 0 | 0 | 0 | 0 | 0 | 0 | 0
2023-03-18 13:00 | 3 | 0 | 0 | 0 | 0 | 0 | 0 | 190 | 0 | 0 | 0 | 0 | 0 | 0 | 0
2023-03-18 13:30 | 4 | 0 | 0 | 0 | 0 | 0 | 0 | 190 | 0 | 0 | 0 | 0 | 0 | 0 | 0
2023-03-18 14:00 | 5 | 0 | 0 | 0 | 0 | 0 | 0 | 190 | 0 | 0 | 0 | 0 | 0 | 0 | 0
2023-03-18 14:30 | 6 | 0 | 0 | 0 | 0 | 0 | 0 | 190 | 0 | 0 | 0 | 0 | 0 | 0 | 0
2023-03-18 15:00 | 7 | 0 | 0 | 0 | 0 | 0 | 0 | 190 | 0 | 0 | 0 | 0 | 0 | 0 | 0
2023-03-18 15:30 | 8 | 0 | 0 | 0 | 0 | 0 | 0 | 190 | 0 | 0 | 0 | 0 | 0 | 0 | 0
2023-03-18 16:00 | 9 | 0 | 0 | 0 | 0 | 0 | 0 | 190 | 0 | 0 | 0 | 0 | 0 | 0 | 0
2023-03-18 16:30 | 10 | 0 | 0 | 0 | 0 | 0 | 0 | 190 | 0 | 0 | 0 | 0 | 0 | 0 | 0
2023-03-18 17:00 | 11 | 0 | 0 | 0 | 0 | 0 | 0 | 190 | 0 | 0 | 0 | 0 | 0 | 0 | 0
2023-03-18 17:30 | 12 | 0 | 0 | 0 | 0 | 0 | 0 | 290 | 0 | 0 | 0 | 0 | 0 | 0 | 0
2023-03-18 18:00 | 13 | 0 | 0 | 0 | 0 | 0 | 0 | 290 | 0 | 0 | 0 | 0 | 0 | 0 | 0
2023-03-18 18:30 | 14 | 0 | 0 | 0 | 0 | 0 | 0 | 290 | 0 | 0 | 0 | 0 | 0 | 0 | 0
2023-03-18 19:00 | 15 | 0 | 0 | 0 | 0 | 0 | 0 | 290 | 0 | 0 | 0 | 0 | 0 | 0 | 0
2023-03-18 19:30 | 16 | 0 | 0 | 0 | 0 | 0 | 0 | 290 | 0 | 0 | 0 | 0 | 0 | 0 | 0
2023-03-18 20:00 | 17 | 0 | 0 | 0 | 0 | 0 | 0 | 290 | 0 | 0 | 0 | 0 | 0 | 0 | 0
2023-03-18 20:30 | 18 | 0 | 0 | 0 | 0 | 0 | 0 | 290 | 0 | 0 | 0 | 0 | 0 | 0 | 0
2023-03-18 21:00 | 19 | 0 | 0 | 0 | 0 | 0 | 0 | 290 | 0 | 0 | 0 | 0 | 0 | 0 | 0
2023-03-18 21:30 | 20 | 0 | 0 | 0 | 0 | 0 | 0 | 290 | 0 | 0 | 0 | 0 | 0 | 0 | 0
2023-03-18 22:00 | 21 | 0 | 0 | 0 | 0 | 0 | 0 | 190 | 0 | 0 | 0 | 0 | 0 | 0 | 0
2023-03-18 22:30 | 22 | 0 | 0 | 0 | 0 | 0 | 0 | 190 | 0 | 0 | 0 | 0 | 0 | 0 | 0
2023-03-18 23:00 | 23 | 0 | 0 | 0 | 0 | 0 | 0 | 190 | 0 | 0 | 0 | 0 | 0 | 0 | 0
2023-03-18 23:30 | 24 | 0 | 0 | 0 | 0 | 0 | 0 | 190 | 0 | 0 | 0 | 0 | 0 | 0 | 0
2023-03-19 | 1 | 0 | 0 | 0 | 0 | 0 | 0 | 190 | 0 | 0 | 0 | 0 | 0 | 0 | 0
2023-03-19 00:30 | 2 | 0 | 0 | 0 | 0 | 0 | 0 | 190 | 0 | 0 | 0 | 0 | 0 | 0 | 0
2023-03-19 01:00 | 3 | 0 | 0 | 0 | 0 | 0 | 0 | 190 | 0 | 0 | 0 | 0 | 0 | 0 | 0
2023-03-19 01:30 | 4 | 0 | 0 | 0 | 0 | 0 | 0 | 190 | 0 | 0 | 0 | 0 | 0 | 0 | 0
2023-03-19 02:00 | 5 | 0 | 0 | 0 | 0 | 0 | 0 | 190 | 0 | 0 | 0 | 0 | 0 | 0 | 0
2023-03-19 02:30 | 6 | 0 | 0 | 0 | 0 | 0 | 0 | 190 | 0 | 0 | 0 | 0 | 0 | 0 | 0
2023-03-19 03:00 | 7 | 0 | 0 | 0 | 0 | 0 | 0 | 190 | 0 | 0 | 0 | 0 | 0 | 0 | 0
2023-03-19 03:30 | 8 | 0 | 0 | 0 | 0 | 0 | 0 | 190 | 0 | 0 | 0 | 0 | 0 | 0 | 0
2023-03-19 04:00 | 9 | 0 | 0 | 0 | 0 | 0 | 0 | 190 | 0 | 0 | 0 | 0 | 0 | 0 | 0
2023-03-19 04:30 | 10 | 0 | 0 | 0 | 0 | 0 | 0 | 190 | 0 | 0 | 0 | 0 | 0 | 0 | 0
2023-03-19 05:00 | 11 | 0 | 0 | 0 | 0 | 0 | 0 | 190 | 0 | 0 | 0 | 0 | 0 | 0 | 0
2023-03-19 05:30 | 12 | 0 | 0 | 0 | 0 | 0 | 0 | 290 | 0 | 0 | 0 | 0 | 0 | 0 | 0
2023-03-19 06:00 | 13 | 0 | 0 | 0 | 0 | 0 | 0 | 290 | 0 | 0 | 0 | 0 | 0 | 0 | 0
2023-03-19 06:30 | 14 | 0 | 0 | 0 | 0 | 0 | 0 | 290 | 0 | 0 | 0 | 0 | 0 | 0 | 0
2023-03-19 07:00 | 15 | 0 | 0 | 0 | 0 | 0 | 0 | 290 | 0 | 0 | 0 | 0 | 0 | 0 | 0
2023-03-19 07:30 | 16 | 0 | 0 | 0 | 0 | 0 | 0 | 290 | 0 | 0 | 0 | 0 | 0 | 0 | 0
2023-03-19 08:00 | 17 | 0 | 0 | 0 | 0 | 0 | 0 | 290 | 0 | 0 | 0 | 0 | 0 | 0 | 0
2023-03-19 08:30 | 18 | 0 | 0 | 0 | 0 | 0 | 0 | 290 | 0 | 0 | 0 | 0 | 0 | 0 | 0
2023-03-19 09:00 | 19 | 0 | 0 | 0 | 0 | 0 | 0 | 290 | 0 | 0 | 0 | 0 | 0 | 0 | 0
2023-03-19 09:30 | 20 | 0 | 0 | 0 | 0 | 0 | 0 | 290 | 0 | 0 | 0 | 0 | 0 | 0 | 0
2023-03-19 10:00 | 21 | 0 | 0 | 0 | 0 | 0 | 0 | 190 | 0 | 0 | 0 | 0 | 0 | 0 | 0
2023-03-19 10:30 | 22 | 0 | 0 | 0 | 0 | 0 | 0 | 190 | 0 | 0 | 0 | 0 | 0 | 0 | 0
2023-03-19 11:00 | 23 | 0 | 0 | 0 | 0 | 0 | 0 | 190 | 0 | 0 | 0 | 0 | 0 | 0 | 0
2023-03-19 11:30 | 24 | 0 | 0 | 0 | 0 | 0 | 0 | 190 | 0 | 0 | 0 | 0 | 0 | 0 | 0
2023-03-19 12:00 | 1 | 0 | 0 | 0 | 0 | 0 | 0 | 190 | 0 | 0 | 0 | 0 | 0 | 0 | 0
2023-03-19 12:30 | 2 | 0 | 0 | 0 | 0 | 0 | 0 | 190 | 0 | 0 | 0 | 0 | 0 | 0 | 0
2023-03-19 13:00 | 3 | 0 | 0 | 0 | 0 | 0 | 0 | 190 | 0 | 0 | 0 | 0 | 0 | 0 | 0
2023-03-19 13:30 | 4 | 0 | 0 | 0 | 0 | 0 | 0 | 190 | 0 | 0 | 0 | 0 | 0 | 0 | 0
2023-03-19 14:00 | 5 | 0 | 0 | 0 | 0 | 0 | 0 | 190 | 0 | 0 | 0 | 0 | 0 | 0 | 0
2023-03-19 14:30 | 6 | 0 | 0 | 0 | 0 | 0 | 0 | 190 | 0 | 0 | 0 | 0 | 0 | 0 | 0
2023-03-19 15:00 | 7 | 0 | 0 | 0 | 0 | 0 | 0 | 190 | 0 | 0 | 0 | 0 | 0 | 0 | 0
2023-03-19 15:30 | 8 | 0 | 0 | 0 | 0 | 0 | 0 | 190 | 0 | 0 | 0 | 0 | 0 | 0 | 0
2023-03-19 16:00 | 9 | 0 | 0 | 0 | 0 | 0 | 0 | 190 | 0 | 0 | 0 | 0 | 0 | 0 | 0
2023-03-19 16:30 | 10 | 0 | 0 | 0 | 0 | 0 | 0 | 190 | 0 | 0 | 0 | 0 | 0 | 0 | 0
2023-03-19 17:00 | 11 | 0 | 0 | 0 | 0 | 0 | 0 | 190 | 0 | 0 | 0 | 0 | 0 | 0 | 0
2023-03-19 17:30 | 12 | 0 | 0 | 0 | 0 | 0 | 0 | 290 | 0 | 0 | 0 | 0 | 0 | 0 | 0
2023-03-19 18:00 | 13 | 0 | 0 | 0 | 0 | 0 | 0 | 290 | 0 | 0 | 0 | 0 | 0 | 0 | 0
2023-03-19 18:30 | 14 | 0 | 0 | 0 | 0 | 0 | 0 | 290 | 0 | 0 | 0 | 0 | 0 | 0 | 0
2023-03-19 19:00 | 15 | 0 | 0 | 0 | 0 | 0 | 0 | 290 | 0 | 0 | 0 | 0 | 0 | 0 | 0
2023-03-19 19:30 | 16 | 0 | 0 | 0 | 0 | 0 | 0 | 290 | 0 | 0 | 0 | 0 | 0 | 0 | 0
2023-03-19 20:00 | 17 | 0 | 0 | 0 | 0 | 0 | 0 | 290 | 0 | 0 | 0 | 0 | 0 | 0 | 0
2023-03-19 20:30 | 18 | 0 | 0 | 0 | 0 | 0 | 0 | 290 | 0 | 0 | 0 | 0 | 0 | 0 | 0
2023-03-19 21:00 | 19 | 0 | 0 | 0 | 0 | 0 | 0 | 290 | 0 | 0 | 0 | 0 | 0 | 0 | 0
2023-03-19 21:30 | 20 | 0 | 0 | 0 | 0 | 0 | 0 | 290 | 0 | 0 | 0 | 0 | 0 | 0 | 0
2023-03-19 22:00 | 21 | 0 | 0 | 0 | 0 | 0 | 0 | 190 | 0 | 0 | 0 | 0 | 0 | 0 | 0
2023-03-19 22:30 | 22 | 0 | 0 | 0 | 0 | 0 | 0 | 190 | 0 | 0 | 0 | 0 | 0 | 0 | 0
2023-03-19 23:00 | 23 | 0 | 0 | 0 | 0 | 0 | 0 | 190 | 0 | 0 | 0 | 0 | 0 | 0 | 0
2023-03-19 23:30 | 24 | 0 | 0 | 0 | 0 | 0 | 0 | 190 | 0 | 0 | 0 | 0 | 0 | 0 | 0
2023-03-20 | 1 | 0 | 0 | 0 | 0 | 0 | 0 | 190 | 0 | 0 | 0 | 0 | 0 | 0 | 0
2023-03-20 00:30 | 2 | 0 | 0 | 0 | 0 | 0 | 0 | 190 | 0 | 0 | 0 | 0 | 0 | 0 | 0
2023-03-20 01:00 | 3 | 0 | 0 | 0 | 0 | 0 | 0 | 190 | 0 | 0 | 0 | 0 | 0 | 0 | 0
2023-03-20 01:30 | 4 | 0 | 0 | 0 | 0 | 0 | 0 | 190 | 0 | 0 | 0 | 0 | 0 | 0 | 0
2023-03-20 02:00 | 5 | 0 | 0 | 0 | 0 | 0 | 0 | 190 | 0 | 0 | 0 | 0 | 0 | 0 | 0
2023-03-20 02:30 | 6 | 0 | 0 | 0 | 0 | 0 | 0 | 190 | 0 | 0 | 0 | 0 | 0 | 0 | 0
2023-03-20 03:00 | 7 | 0 | 0 | 0 | 0 | 0 | 0 | 190 | 0 | 0 | 0 | 0 | 0 | 0 | 0
2023-03-20 03:30 | 8 | 0 | 0 | 0 | 0 | 0 | 0 | 190 | 0 | 0 | 0 | 0 | 0 | 0 | 0
2023-03-20 04:00 | 9 | 0 | 0 | 0 | 0 | 0 | 0 | 190 | 0 | 0 | 0 | 0 | 0 | 0 | 0
2023-03-20 04:30 | 10 | 0 | 0 | 0 | 0 | 0 | 0 | 190 | 0 | 0 | 0 | 0 | 0 | 0 | 0
2023-03-20 05:00 | 11 | 0 | 0 | 0 | 0 | 0 | 0 | 190 | 0 | 0 | 0 | 0 | 0 | 0 | 0
2023-03-20 05:30 | 12 | 0 | 0 | 0 | 0 | 0 | 0 | 290 | 0 | 0 | 0 | 0 | 0 | 0 | 0
2023-03-20 06:00 | 13 | 0 | 0 | 0 | 0 | 0 | 0 | 290 | 0 | 0 | 0 | 0 | 0 | 0 | 0
2023-03-20 06:30 | 14 | 0 | 0 | 0 | 0 | 0 | 0 | 290 | 0 | 0 | 0 | 0 | 0 | 0 | 0
2023-03-20 07:00 | 15 | 0 | 0 | 0 | 0 | 0 | 0 | 290 | 0 | 0 | 0 | 0 | 0 | 0 | 0
2023-03-20 07:30 | 16 | 0 | 0 | 0 | 0 | 0 | 0 | 290 | 0 | 0 | 0 | 0 | 0 | 0 | 0
2023-03-20 08:00 | 17 | 0 | 0 | 0 | 0 | 0 | 0 | 290 | 0 | 0 | 0 | 0 | 0 | 0 | 0
2023-03-20 08:30 | 18 | 0 | 0 | 0 | 0 | 0 | 0 | 290 | 0 | 0 | 0 | 0 | 0 | 0 | 0
2023-03-20 09:00 | 19 | 0 | 0 | 0 | 0 | 0 | 0 | 290 | 0 | 0 | 0 | 0 | 0 | 0 | 0
2023-03-20 09:30 | 20 | 0 | 0 | 0 | 0 | 0 | 0 | 290 | 0 | 0 | 0 | 0 | 0 | 0 | 0
2023-03-20 10:00 | 21 | 0 | 0 | 0 | 0 | 0 | 0 | 190 | 0 | 0 | 0 | 0 | 0 | 0 | 0
2023-03-20 10:30 | 22 | 0 | 0 | 0 | 0 | 0 | 0 | 190 | 0 | 0 | 0 | 0 | 0 | 0 | 0
2023-03-20 11:00 | 23 | 0 | 0 | 0 | 0 | 0 | 0 | 190 | 0 | 0 | 0 | 0 | 0 | 0 | 0
2023-03-20 11:30 | 24 | 0 | 0 | 0 | 0 | 0 | 0 | 190 | 0 | 0 | 0 | 0 | 0 | 0 | 0
2023-03-20 12:00 | 1 | 0 | 0 | 0 | 0 | 0 | 0 | 190 | 0 | 0 | 0 | 0 | 0 | 0 | 0
2023-03-20 12:30 | 2 | 0 | 0 | 0 | 0 | 0 | 0 | 190 | 0 | 0 | 0 | 0 | 0 | 0 | 0
2023-03-20 13:00 | 3 | 0 | 0 | 0 | 0 | 0 | 0 | 190 | 0 | 0 | 0 | 0 | 0 | 0 | 0
2023-03-20 13:30 | 4 | 0 | 0 | 0 | 0 | 0 | 0 | 190 | 0 | 0 | 0 | 0 | 0 | 0 | 0
2023-03-20 14:00 | 5 | 0 | 0 | 0 | 0 | 0 | 0 | 190 | 0 | 0 | 0 | 0 | 0 | 0 | 0
2023-03-20 14:30 | 6 | 0 | 0 | 0 | 0 | 0 | 0 | 190 | 0 | 0 | 0 | 0 | 0 | 0 | 0
2023-03-20 15:00 | 7 | 0 | 0 | 0 | 0 | 0 | 0 | 190 | 0 | 0 | 0 | 0 | 0 | 0 | 0
2023-03-20 15:30 | 8 | 0 | 0 | 0 | 0 | 0 | 0 | 190 | 0 | 0 | 0 | 0 | 0 | 0 | 0
2023-03-20 16:00 | 9 | 0 | 0 | 0 | 0 | 0 | 0 | 190 | 0 | 0 | 0 | 0 | 0 | 0 | 0
2023-03-20 16:30 | 10 | 0 | 0 | 0 | 0 | 0 | 0 | 190 | 0 | 0 | 0 | 0 | 0 | 0 | 0
2023-03-20 17:00 | 11 | 0 | 0 | 0 | 0 | 0 | 0 | 190 | 0 | 0 | 0 | 0 | 0 | 0 | 0
2023-03-20 17:30 | 12 | 0 | 0 | 0 | 0 | 0 | 0 | 290 | 0 | 0 | 0 | 0 | 0 | 0 | 0
2023-03-20 18:00 | 13 | 0 | 0 | 0 | 0 | 0 | 0 | 290 | 0 | 0 | 0 | 0 | 0 | 0 | 0
2023-03-20 18:30 | 14 | 0 | 0 | 0 | 0 | 0 | 0 | 290 | 0 | 0 | 0 | 0 | 0 | 0 | 0
2023-03-20 19:00 | 15 | 0 | 0 | 0 | 0 | 0 | 0 | 290 | 0 | 0 | 0 | 0 | 0 | 0 | 0
2023-03-20 19:30 | 16 | 0 | 0 | 0 | 0 | 0 | 0 | 290 | 0 | 0 | 0 | 0 | 0 | 0 | 0
2023-03-20 20:00 | 17 | 0 | 0 | 0 | 0 | 0 | 0 | 290 | 0 | 0 | 0 | 0 | 0 | 0 | 0
2023-03-20 20:30 | 18 | 0 | 0 | 0 | 0 | 0 | 0 | 290 | 0 | 0 | 0 | 0 | 0 | 0 | 0
2023-03-20 21:00 | 19 | 0 | 0 | 0 | 0 | 0 | 0 | 290 | 0 | 0 | 0 | 0 | 0 | 0 | 0
2023-03-20 21:30 | 20 | 0 | 0 | 0 | 0 | 0 | 0 | 290 | 0 | 0 | 0 | 0 | 0 | 0 | 0
2023-03-20 22:00 | 21 | 0 | 0 | 0 | 0 | 0 | 0 | 190 | 0 | 0 | 0 | 0 | 0 | 0 | 0
2023-03-20 22:30 | 22 | 0 | 0 | 0 | 0 | 0 | 0 | 190 | 0 | 0 | 0 | 0 | 0 | 0 | 0
2023-03-20 23:00 | 23 | 0 | 0 | 0 | 0 | 0 | 0 | 190 | 0 | 0 | 0 | 0 | 0 | 0 | 0
2023-03-20 23:30 | 24 | 0 | 0 | 0 | 0 | 0 | 0 | 190 | 0 | 0 | 0 | 0 | 0 | 0 | 0
2023-03-21 | 1 | 0 | 0 | 0 | 0 | 0 | 0 | 190 | 0 | 0 | 0 | 0 | 0 | 0 | 0
2023-03-21 00:30 | 2 | 0 | 0 | 0 | 0 | 0 | 0 | 190 | 0 | 0 | 0 | 0 | 0 | 0 | 0
2023-03-21 01:00 | 3 | 0 | 0 | 0 | 0 | 0 | 0 | 190 | 0 | 0 | 0 | 0 | 0 | 0 | 0
2023-03-21 01:30 | 4 | 0 | 0 | 0 | 0 | 0 | 0 | 190 | 0 | 0 | 0 | 0 | 0 | 0 | 0
2023-03-21 02:00 | 5 | 0 | 0 | 0 | 0 | 0 | 0 | 190 | 0 | 0 | 0 | 0 | 0 | 0 | 0
2023-03-21 02:30 | 6 | 0 | 0 | 0 | 0 | 0 | 0 | 190 | 0 | 0 | 0 | 0 | 0 | 0 | 0
2023-03-21 03:00 | 7 | 0 | 0 | 0 | 0 | 0 | 0 | 190 | 0 | 0 | 0 | 0 | 0 | 0 | 0
2023-03-21 03:30 | 8 | 0 | 0 | 0 | 0 | 0 | 0 | 190 | 0 | 0 | 0 | 0 | 0 | 0 | 0
2023-03-21 04:00 | 9 | 0 | 0 | 0 | 0 | 0 | 0 | 190 | 0 | 0 | 0 | 0 | 0 | 0 | 0
2023-03-21 04:30 | 10 | 0 | 0 | 0 | 0 | 0 | 0 | 190 | 0 | 0 | 0 | 0 | 0 | 0 | 0
2023-03-21 05:00 | 11 | 0 | 0 | 0 | 0 | 0 | 0 | 190 | 0 | 0 | 0 | 0 | 0 | 0 | 0
2023-03-21 05:30 | 12 | 0 | 0 | 0 | 0 | 0 | 0 | 290 | 0 | 0 | 0 | 0 | 0 | 0 | 0
2023-03-21 06:00 | 13 | 0 | 0 | 0 | 0 | 0 | 0 | 290 | 0 | 0 | 0 | 0 | 0 | 0 | 0
2023-03-21 06:30 | 14 | 0 | 0 | 0 | 0 | 0 | 0 | 290 | 0 | 0 | 0 | 0 | 0 | 0 | 0
2023-03-21 07:00 | 15 | 0 | 0 | 0 | 0 | 0 | 0 | 290 | 0 | 0 | 0 | 0 | 0 | 0 | 0
2023-03-21 07:30 | 16 | 0 | 0 | 0 | 0 | 0 | 0 | 290 | 0 | 0 | 0 | 0 | 0 | 0 | 0
2023-03-21 08:00 | 17 | 0 | 0 | 0 | 0 | 0 | 0 | 290 | 0 | 0 | 0 | 0 | 0 | 0 | 0
2023-03-21 08:30 | 18 | 0 | 0 | 0 | 0 | 0 | 0 | 290 | 0 | 0 | 0 | 0 | 0 | 0 | 0
2023-03-21 09:00 | 19 | 0 | 0 | 0 | 0 | 0 | 0 | 290 | 0 | 0 | 0 | 0 | 0 | 0 | 0
2023-03-21 09:30 | 20 | 0 | 0 | 0 | 0 | 0 | 0 | 290 | 0 | 0 | 0 | 0 | 0 | 0 | 0
2023-03-21 10:00 | 21 | 0 | 0 | 0 | 0 | 0 | 0 | 190 | 0 | 0 | 0 | 0 | 0 | 0 | 0
2023-03-21 10:30 | 22 | 0 | 0 | 0 | 0 | 0 | 0 | 190 | 0 | 0 | 0 | 0 | 0 | 0 | 0
2023-03-21 11:00 | 23 | 0 | 0 | 0 | 0 | 0 | 0 | 190 | 0 | 0 | 0 | 0 | 0 | 0 | 0
2023-03-21 11:30 | 24 | 0 | 0 | 0 | 0 | 0 | 0 | 190 | 0 | 0 | 0 | 0 | 0 | 0 | 0
2023-03-21 12:00 | 1 | 0 | 0 | 0 | 0 | 0 | 0 | 190 | 0 | 0 | 0 | 0 | 0 | 0 | 0
2023-03-21 12:30 | 2 | 0 | 0 | 0 | 0 | 0 | 0 | 190 | 0 | 0 | 0 | 0 | 0 | 0 | 0
2023-03-21 13:00 | 3 | 0 | 0 | 0 | 0 | 0 | 0 | 190 | 0 | 0 | 0 | 0 | 0 | 0 | 0
2023-03-21 13:30 | 4 | 0 | 0 | 0 | 0 | 0 | 0 | 190 | 0 | 0 | 0 | 0 | 0 | 0 | 0
2023-03-21 14:00 | 5 | 0 | 0 | 0 | 0 | 0 | 0 | 190 | 0 | 0 | 0 | 0 | 0 | 0 | 0
2023-03-21 14:30 | 6 | 0 | 0 | 0 | 0 | 0 | 0 | 190 | 0 | 0 | 0 | 0 | 0 | 0 | 0
2023-03-21 15:00 | 7 | 0 | 0 | 0 | 0 | 0 | 0 | 190 | 0 | 0 | 0 | 0 | 0 | 0 | 0
2023-03-21 15:30 | 8 | 0 | 0 | 0 | 0 | 0 | 0 | 190 | 0 | 0 | 0 | 0 | 0 | 0 | 0
2023-03-21 16:00 | 9 | 0 | 0 | 0 | 0 | 0 | 0 | 190 | 0 | 0 | 0 | 0 | 0 | 0 | 0
2023-03-21 16:30 | 10 | 0 | 0 | 0 | 0 | 0 | 0 | 190 | 0 | 0 | 0 | 0 | 0 | 0 | 0
2023-03-21 17:00 | 11 | 0 | 0 | 0 | 0 | 0 | 0 | 190 | 0 | 0 | 0 | 0 | 0 | 0 | 0
2023-03-21 17:30 | 12 | 0 | 0 | 0 | 0 | 0 | 0 | 290 | 0 | 0 | 0 | 0 | 0 | 0 | 0
2023-03-21 18:00 | 13 | 0 | 0 | 0 | 0 | 0 | 0 | 290 | 0 | 0 | 0 | 0 | 0 | 0 | 0
2023-03-21 18:30 | 14 | 0 | 0 | 0 | 0 | 0 | 0 | 290 | 0 | 0 | 0 | 0 | 0 | 0 | 0
2023-03-21 19:00 | 15 | 0 | 0 | 0 | 0 | 0 | 0 | 290 | 0 | 0 | 0 | 0 | 0 | 0 | 0
2023-03-21 19:30 | 16 | 0 | 0 | 0 | 0 | 0 | 0 | 290 | 0 | 0 | 0 | 0 | 0 | 0 | 0
2023-03-21 20:00 | 17 | 0 | 0 | 0 | 0 | 0 | 0 | 290 | 0 | 0 | 0 | 0 | 0 | 0 | 0
2023-03-21 20:30 | 18 | 0 | 0 | 0 | 0 | 0 | 0 | 290 | 0 | 0 | 0 | 0 | 0 | 0 | 0
2023-03-21 21:00 | 19 | 0 | 0 | 0 | 0 | 0 | 0 | 290 | 0 | 0 | 0 | 0 | 0 | 0 | 0
2023-03-21 21:30 | 20 | 0 | 0 | 0 | 0 | 0 | 0 | 290 | 0 | 0 | 0 | 0 | 0 | 0 | 0
2023-03-21 22:00 | 21 | 0 | 0 | 0 | 0 | 0 | 0 | 190 | 0 | 0 | 0 | 0 | 0 | 0 | 0
2023-03-21 22:30 | 22 | 0 | 0 | 0 | 0 | 0 | 0 | 190 | 0 | 0 | 0 | 0 | 0 | 0 | 0
2023-03-21 23:00 | 23 | 0 | 0 | 0 | 0 | 0 | 0 | 190 | 0 | 0 | 0 | 0 | 0 | 0 | 0
2023-03-21 23:30 | 24 | 0 | 0 | 0 | 0 | 0 | 0 | 190 | 0 | 0 | 0 | 0 | 0 | 0 | 0
2023-03-22 | 1 | 0 | 0 | 0 | 0 | 0 | 0 | 190 | 0 | 0 | 0 | 0 | 0 | 0 | 0
2023-03-22 00:30 | 2 | 0 | 0 | 0 | 0 | 0 | 0 | 190 | 0 | 0 | 0 | 0 | 0 | 0 | 0
2023-03-22 01:00 | 3 | 0 | 0 | 0 | 0 | 0 | 0 | 190 | 0 | 0 | 0 | 0 | 0 | 0 | 0
2023-03-22 01:30 | 4 | 0 | 0 | 0 | 0 | 0 | 0 | 190 | 0 | 0 | 0 | 0 | 0 | 0 | 0
2023-03-22 02:00 | 5 | 0 | 0 | 0 | 0 | 0 | 0 | 190 | 0 | 0 | 0 | 0 | 0 | 0 | 0
2023-03-22 02:30 | 6 | 0 | 0 | 0 | 0 | 0 | 0 | 190 | 0 | 0 | 0 | 0 | 0 | 0 | 0
2023-03-22 03:00 | 7 | 0 | 0 | 0 | 0 | 0 | 0 | 190 | 0 | 0 | 0 | 0 | 0 | 0 | 0
2023-03-22 03:30 | 8 | 0 | 0 | 0 | 0 | 0 | 0 | 190 | 0 | 0 | 0 | 0 | 0 | 0 | 0
2023-03-22 04:00 | 9 | 0 | 0 | 0 | 0 | 0 | 0 | 190 | 0 | 0 | 0 | 0 | 0 | 0 | 0
2023-03-22 04:30 | 10 | 0 | 0 | 0 | 0 | 0 | 0 | 190 | 0 | 0 | 0 | 0 | 0 | 0 | 0
2023-03-22 05:00 | 11 | 0 | 0 | 0 | 0 | 0 | 0 | 190 | 0 | 0 | 0 | 0 | 0 | 0 | 0
2023-03-22 05:30 | 12 | 0 | 0 | 0 | 0 | 0 | 0 | 290 | 0 | 0 | 0 | 0 | 0 | 0 | 0
2023-03-22 06:00 | 13 | 0 | 0 | 0 | 0 | 0 | 0 | 290 | 0 | 0 | 0 | 0 | 0 | 0 | 0
2023-03-22 06:30 | 14 | 0 | 0 | 0 | 0 | 0 | 0 | 290 | 0 | 0 | 0 | 0 | 0 | 0 | 0
2023-03-22 07:00 | 15 | 0 | 0 | 0 | 0 | 0 | 0 | 290 | 0 | 0 | 0 | 0 | 0 | 0 | 0
2023-03-22 07:30 | 16 | 0 | 0 | 0 | 0 | 0 | 0 | 290 | 0 | 0 | 0 | 0 | 0 | 0 | 0
2023-03-22 08:00 | 17 | 0 | 0 | 0 | 0 | 0 | 0 | 290 | 0 | 0 | 0 | 0 | 0 | 0 | 0
2023-03-22 08:30 | 18 | 0 | 0 | 0 | 0 | 0 | 0 | 290 | 0 | 0 | 0 | 0 | 0 | 0 | 0
2023-03-22 09:00 | 19 | 0 | 0 | 0 | 0 | 0 | 0 | 290 | 0 | 0 | 0 | 0 | 0 | 0 | 0
2023-03-22 09:30 | 20 | 0 | 0 | 0 | 0 | 0 | 0 | 290 | 0 | 0 | 0 | 0 | 0 | 0 | 0
2023-03-22 10:00 | 21 | 0 | 0 | 0 | 0 | 0 | 0 | 190 | 0 | 0 | 0 | 0 | 0 | 0 | 0
2023-03-22 10:30 | 22 | 0 | 0 | 0 | 0 | 0 | 0 | 190 | 0 | 0 | 0 | 0 | 0 | 0 | 0
2023-03-22 11:00 | 23 | 0 | 0 | 0 | 0 | 0 | 0 | 190 | 0 | 0 | 0 | 0 | 0 | 0 | 0
2023-03-22 11:30 | 24 | 0 | 0 | 0 | 0 | 0 | 0 | 190 | 0 | 0 | 0 | 0 | 0 | 0 | 0
2023-03-22 12:00 | 1 | 0 | 0 | 0 | 0 | 0 | 0 | 190 | 0 | 0 | 0 | 0 | 0 | 0 | 0
2023-03-22 12:30 | 2 | 0 | 0 | 0 | 0 | 0 | 0 | 190 | 0 | 0 | 0 | 0 | 0 | 0 | 0
2023-03-22 13:00 | 3 | 0 | 0 | 0 | 0 | 0 | 0 | 190 | 0 | 0 | 0 | 0 | 0 | 0 | 0
2023-03-22 13:30 | 4 | 0 | 0 | 0 | 0 | 0 | 0 | 190 | 0 | 0 | 0 | 0 | 0 | 0 | 0
2023-03-22 14:00 | 5 | 0 | 0 | 0 | 0 | 0 | 0 | 190 | 0 | 0 | 0 | 0 | 0 | 0 | 0
2023-03-22 14:30 | 6 | 0 | 0 | 0 | 0 | 0 | 0 | 190 | 0 | 0 | 0 | 0 | 0 | 0 | 0
2023-03-22 15:00 | 7 | 0 | 0 | 0 | 0 | 0 | 0 | 190 | 0 | 0 | 0 | 0 | 0 | 0 | 0
2023-03-22 15:30 | 8 | 0 | 0 | 0 | 0 | 0 | 0 | 190 | 0 | 0 | 0 | 0 | 0 | 0 | 0
2023-03-22 16:00 | 9 | 0 | 0 | 0 | 0 | 0 | 0 | 190 | 0 | 0 | 0 | 0 | 0 | 0 | 0
2023-03-22 16:30 | 10 | 0 | 0 | 0 | 0 | 0 | 0 | 190 | 0 | 0 | 0 | 0 | 0 | 0 | 0
2023-03-22 17:00 | 11 | 0 | 0 | 0 | 0 | 0 | 0 | 190 | 0 | 0 | 0 | 0 | 0 | 0 | 0
2023-03-22 17:30 | 12 | 0 | 0 | 0 | 0 | 0 | 0 | 290 | 0 | 0 | 0 | 0 | 0 | 0 | 0
2023-03-22 18:00 | 13 | 0 | 0 | 0 | 0 | 0 | 0 | 290 | 0 | 0 | 0 | 0 | 0 | 0 | 0
2023-03-22 18:30 | 14 | 0 | 0 | 0 | 0 | 0 | 0 | 290 | 0 | 0 | 0 | 0 | 0 | 0 | 0
2023-03-22 19:00 | 15 | 0 | 0 | 0 | 0 | 0 | 0 | 290 | 0 | 0 | 0 | 0 | 0 | 0 | 0
2023-03-22 19:30 | 16 | 0 | 0 | 0 | 0 | 0 | 0 | 290 | 0 | 0 | 0 | 0 | 0 | 0 | 0
2023-03-22 20:00 | 17 | 0 | 0 | 0 | 0 | 0 | 0 | 290 | 0 | 0 | 0 | 0 | 0 | 0 | 0
2023-03-22 20:30 | 18 | 0 | 0 | 0 | 0 | 0 | 0 | 290 | 0 | 0 | 0 | 0 | 0 | 0 | 0
2023-03-22 21:00 | 19 | 0 | 0 | 0 | 0 | 0 | 0 | 290 | 0 | 0 | 0 | 0 | 0 | 0 | 0
2023-03-22 21:30 | 20 | 0 | 0 | 0 | 0 | 0 | 0 | 290 | 0 | 0 | 0 | 0 | 0 | 0 | 0
2023-03-22 22:00 | 21 | 0 | 0 | 0 | 0 | 0 | 0 | 190 | 0 | 0 | 0 | 0 | 0 | 0 | 0
2023-03-22 22:30 | 22 | 0 | 0 | 0 | 0 | 0 | 0 | 190 | 0 | 0 | 0 | 0 | 0 | 0 | 0
2023-03-22 23:00 | 23 | 0 | 0 | 0 | 0 | 0 | 0 | 190 | 0 | 0 | 0 | 0 | 0 | 0 | 0
2023-03-22 23:30 | 24 | 0 | 0 | 0 | 0 | 0 | 0 | 190 | 0 | 0 | 0 | 0 | 0 | 0 | 0
2023-03-23 | 1 | 0 | 0 | 0 | 0 | 0 | 0 | 190 | 0 | 0 | 0 | 0 | 0 | 0 | 0
2023-03-23 00:30 | 2 | 0 | 0 | 0 | 0 | 0 | 0 | 190 | 0 | 0 | 0 | 0 | 0 | 0 | 0
2023-03-23 01:00 | 3 | 0 | 0 | 0 | 0 | 0 | 0 | 190 | 0 | 0 | 0 | 0 | 0 | 0 | 0
2023-03-23 01:30 | 4 | 0 | 0 | 0 | 0 | 0 | 0 | 190 | 0 | 0 | 0 | 0 | 0 | 0 | 0
2023-03-23 02:00 | 5 | 0 | 0 | 0 | 0 | 0 | 0 | 190 | 0 | 0 | 0 | 0 | 0 | 0 | 0
2023-03-23 02:30 | 6 | 0 | 0 | 0 | 0 | 0 | 0 | 190 | 0 | 0 | 0 | 0 | 0 | 0 | 0
2023-03-23 03:00 | 7 | 0 | 0 | 0 | 0 | 0 | 0 | 190 | 0 | 0 | 0 | 0 | 0 | 0 | 0
2023-03-23 03:30 | 8 | 0 | 0 | 0 | 0 | 0 | 0 | 190 | 0 | 0 | 0 | 0 | 0 | 0 | 0
2023-03-23 04:00 | 9 | 0 | 0 | 0 | 0 | 0 | 0 | 190 | 0 | 0 | 0 | 0 | 0 | 0 | 0
2023-03-23 04:30 | 10 | 0 | 0 | 0 | 0 | 0 | 0 | 190 | 0 | 0 | 0 | 0 | 0 | 0 | 0
2023-03-23 05:00 | 11 | 0 | 0 | 0 | 0 | 0 | 0 | 190 | 0 | 0 | 0 | 0 | 0 | 0 | 0
2023-03-23 05:30 | 12 | 0 | 0 | 0 | 0 | 0 | 0 | 290 | 0 | 0 | 0 | 0 | 0 | 0 | 0
2023-03-23 06:00 | 13 | 0 | 0 | 0 | 0 | 0 | 0 | 290 | 0 | 0 | 0 | 0 | 0 | 0 | 0
2023-03-23 06:30 | 14 | 0 | 0 | 0 | 0 | 0 | 0 | 290 | 0 | 0 | 0 | 0 | 0 | 0 | 0
2023-03-23 07:00 | 15 | 0 | 0 | 0 | 0 | 0 | 0 | 290 | 0 | 0 | 0 | 0 | 0 | 0 | 0
2023-03-23 07:30 | 16 | 0 | 0 | 0 | 0 | 0 | 0 | 290 | 0 | 0 | 0 | 0 | 0 | 0 | 0
2023-03-23 08:00 | 17 | 0 | 0 | 0 | 0 | 0 | 0 | 290 | 0 | 0 | 0 | 0 | 0 | 0 | 0
2023-03-23 08:30 | 18 | 0 | 0 | 0 | 0 | 0 | 0 | 290 | 0 | 0 | 0 | 0 | 0 | 0 | 0
2023-03-23 09:00 | 19 | 0 | 0 | 0 | 0 | 0 | 0 | 290 | 0 | 0 | 0 | 0 | 0 | 0 | 0
2023-03-23 09:30 | 20 | 0 | 0 | 0 | 0 | 0 | 0 | 290 | 0 | 0 | 0 | 0 | 0 | 0 | 0
2023-03-23 10:00 | 21 | 0 | 0 | 0 | 0 | 0 | 0 | 190 | 0 | 0 | 0 | 0 | 0 | 0 | 0
2023-03-23 10:30 | 22 | 0 | 0 | 0 | 0 | 0 | 0 | 190 | 0 | 0 | 0 | 0 | 0 | 0 | 0
2023-03-23 11:00 | 23 | 0 | 0 | 0 | 0 | 0 | 0 | 190 | 0 | 0 | 0 | 0 | 0 | 0 | 0
2023-03-23 11:30 | 24 | 0 | 0 | 0 | 0 | 0 | 0 | 190 | 0 | 0 | 0 | 0 | 0 | 0 | 0
2023-03-23 12:00 | 1 | 0 | 0 | 0 | 0 | 0 | 0 | 190 | 0 | 0 | 0 | 0 | 0 | 0 | 0
2023-03-23 12:30 | 2 | 0 | 0 | 0 | 0 | 0 | 0 | 190 | 0 | 0 | 0 | 0 | 0 | 0 | 0
2023-03-23 13:00 | 3 | 0 | 0 | 0 | 0 | 0 | 0 | 190 | 0 | 0 | 0 | 0 | 0 | 0 | 0
2023-03-23 13:30 | 4 | 0 | 0 | 0 | 0 | 0 | 0 | 190 | 0 | 0 | 0 | 0 | 0 | 0 | 0
2023-03-23 14:00 | 5 | 0 | 0 | 0 | 0 | 0 | 0 | 190 | 0 | 0 | 0 | 0 | 0 | 0 | 0
2023-03-23 14:30 | 6 | 0 | 0 | 0 | 0 | 0 | 0 | 190 | 0 | 0 | 0 | 0 | 0 | 0 | 0
2023-03-23 15:00 | 7 | 0 | 0 | 0 | 0 | 0 | 0 | 190 | 0 | 0 | 0 | 0 | 0 | 0 | 0
2023-03-23 15:30 | 8 | 0 | 0 | 0 | 0 | 0 | 0 | 190 | 0 | 0 | 0 | 0 | 0 | 0 | 0
2023-03-23 16:00 | 9 | 0 | 0 | 0 | 0 | 0 | 0 | 190 | 0 | 0 | 0 | 0 | 0 | 0 | 0
2023-03-23 16:30 | 10 | 0 | 0 | 0 | 0 | 0 | 0 | 190 | 0 | 0 | 0 | 0 | 0 | 0 | 0
2023-03-23 17:00 | 11 | 0 | 0 | 0 | 0 | 0 | 0 | 190 | 0 | 0 | 0 | 0 | 0 | 0 | 0
2023-03-23 17:30 | 12 | 0 | 0 | 0 | 0 | 0 | 0 | 290 | 0 | 0 | 0 | 0 | 0 | 0 | 0
2023-03-23 18:00 | 13 | 0 | 0 | 0 | 0 | 0 | 0 | 290 | 0 | 0 | 0 | 0 | 0 | 0 | 0
2023-03-23 18:30 | 14 | 0 | 0 | 0 | 0 | 0 | 0 | 290 | 0 | 0 | 0 | 0 | 0 | 0 | 0
2023-03-23 19:00 | 15 | 0 | 0 | 0 | 0 | 0 | 0 | 290 | 0 | 0 | 0 | 0 | 0 | 0 | 0
2023-03-23 19:30 | 16 | 0 | 0 | 0 | 0 | 0 | 0 | 290 | 0 | 0 | 0 | 0 | 0 | 0 | 0
2023-03-23 20:00 | 17 | 0 | 0 | 0 | 0 | 0 | 0 | 290 | 0 | 0 | 0 | 0 | 0 | 0 | 0
2023-03-23 20:30 | 18 | 0 | 0 | 0 | 0 | 0 | 0 | 290 | 0 | 0 | 0 | 0 | 0 | 0 | 0
2023-03-23 21:00 | 19 | 0 | 0 | 0 | 0 | 0 | 0 | 290 | 0 | 0 | 0 | 0 | 0 | 0 | 0
2023-03-23 21:30 | 20 | 0 | 0 | 0 | 0 | 0 | 0 | 290 | 0 | 0 | 0 | 0 | 0 | 0 | 0
2023-03-23 22:00 | 21 | 0 | 0 | 0 | 0 | 0 | 0 | 190 | 0 | 0 | 0 | 0 | 0 | 0 | 0
2023-03-23 22:30 | 22 | 0 | 0 | 0 | 0 | 0 | 0 | 190 | 0 | 0 | 0 | 0 | 0 | 0 | 0
2023-03-23 23:00 | 23 | 0 | 0 | 0 | 0 | 0 | 0 | 190 | 0 | 0 | 0 | 0 | 0 | 0 | 0
2023-03-23 23:30 | 24 | 0 | 0 | 0 | 0 | 0 | 0 | 190 | 0 | 0 | 0 | 0 | 0 | 0 | 0
2023-03-24 | 1 | 0 | 0 | 0 | 0 | 0 | 0 | 190 | 0 | 0 | 0 | 0 | 0 | 0 | 0
2023-03-24 00:30 | 2 | 0 | 0 | 0 | 0 | 0 | 0 | 190 | 0 | 0 | 0 | 0 | 0 | 0 | 0
2023-03-24 01:00 | 3 | 0 | 0 | 0 | 0 | 0 | 0 | 190 | 0 | 0 | 0 | 0 | 0 | 0 | 0
2023-03-24 01:30 | 4 | 0 | 0 | 0 | 0 | 0 | 0 | 190 | 0 | 0 | 0 | 0 | 0 | 0 | 0
2023-03-24 02:00 | 5 | 0 | 0 | 0 | 0 | 0 | 0 | 190 | 0 | 0 | 0 | 0 | 0 | 0 | 0
2023-03-24 02:30 | 6 | 0 | 0 | 0 | 0 | 0 | 0 | 190 | 0 | 0 | 0 | 0 | 0 | 0 | 0
2023-03-24 03:00 | 7 | 0 | 0 | 0 | 0 | 0 | 0 | 190 | 0 | 0 | 0 | 0 | 0 | 0 | 0
2023-03-24 03:30 | 8 | 0 | 0 | 0 | 0 | 0 | 0 | 190 | 0 | 0 | 0 | 0 | 0 | 0 | 0
2023-03-24 04:00 | 9 | 0 | 0 | 0 | 0 | 0 | 0 | 190 | 0 | 0 | 0 | 0 | 0 | 0 | 0
2023-03-24 04:30 | 10 | 0 | 0 | 0 | 0 | 0 | 0 | 190 | 0 | 0 | 0 | 0 | 0 | 0 | 0
2023-03-24 05:00 | 11 | 0 | 0 | 0 | 0 | 0 | 0 | 190 | 0 | 0 | 0 | 0 | 0 | 0 | 0
2023-03-24 05:30 | 12 | 0 | 0 | 0 | 0 | 0 | 0 | 290 | 0 | 0 | 0 | 0 | 0 | 0 | 0
2023-03-24 06:00 | 13 | 0 | 0 | 0 | 0 | 0 | 0 | 290 | 0 | 0 | 0 | 0 | 0 | 0 | 0
2023-03-24 06:30 | 14 | 0 | 0 | 0 | 0 | 0 | 0 | 290 | 0 | 0 | 0 | 0 | 0 | 0 | 0
2023-03-24 07:00 | 15 | 0 | 0 | 0 | 0 | 0 | 0 | 290 | 0 | 0 | 0 | 0 | 0 | 0 | 0
2023-03-24 07:30 | 16 | 0 | 0 | 0 | 0 | 0 | 0 | 290 | 0 | 0 | 0 | 0 | 0 | 0 | 0
2023-03-24 08:00 | 17 | 0 | 0 | 0 | 0 | 0 | 0 | 290 | 0 | 0 | 0 | 0 | 0 | 0 | 0
2023-03-24 08:30 | 18 | 0 | 0 | 0 | 0 | 0 | 0 | 290 | 0 | 0 | 0 | 0 | 0 | 0 | 0
2023-03-24 09:00 | 19 | 0 | 0 | 0 | 0 | 0 | 0 | 290 | 0 | 0 | 0 | 0 | 0 | 0 | 0
2023-03-24 09:30 | 20 | 0 | 0 | 0 | 0 | 0 | 0 | 290 | 0 | 0 | 0 | 0 | 0 | 0 | 0
2023-03-24 10:00 | 21 | 0 | 0 | 0 | 0 | 0 | 0 | 190 | 0 | 0 | 0 | 0 | 0 | 0 | 0
2023-03-24 10:30 | 22 | 0 | 0 | 0 | 0 | 0 | 0 | 190 | 0 | 0 | 0 | 0 | 0 | 0 | 0
2023-03-24 11:00 | 23 | 0 | 0 | 0 | 0 | 0 | 0 | 190 | 0 | 0 | 0 | 0 | 0 | 0 | 0
2023-03-24 11:30 | 24 | 0 | 0 | 0 | 0 | 0 | 0 | 190 | 0 | 0 | 0 | 0 | 0 | 0 | 0
2023-03-24 12:00 | 1 | 0 | 0 | 0 | 0 | 0 | 0 | 190 | 0 | 0 | 0 | 0 | 0 | 0 | 0
2023-03-24 12:30 | 2 | 0 | 0 | 0 | 0 | 0 | 0 | 190 | 0 | 0 | 0 | 0 | 0 | 0 | 0
2023-03-24 13:00 | 3 | 0 | 0 | 0 | 0 | 0 | 0 | 190 | 0 | 0 | 0 | 0 | 0 | 0 | 0
2023-03-24 13:30 | 4 | 0 | 0 | 0 | 0 | 0 | 0 | 190 | 0 | 0 | 0 | 0 | 0 | 0 | 0
2023-03-24 14:00 | 5 | 0 | 0 | 0 | 0 | 0 | 0 | 190 | 0 | 0 | 0 | 0 | 0 | 0 | 0
2023-03-24 14:30 | 6 | 0 | 0 | 0 | 0 | 0 | 0 | 190 | 0 | 0 | 0 | 0 | 0 | 0 | 0
2023-03-24 15:00 | 7 | 0 | 0 | 0 | 0 | 0 | 0 | 190 | 0 | 0 | 0 | 0 | 0 | 0 | 0
2023-03-24 15:30 | 8 | 0 | 0 | 0 | 0 | 0 | 0 | 190 | 0 | 0 | 0 | 0 | 0 | 0 | 0
2023-03-24 16:00 | 9 | 0 | 0 | 0 | 0 | 0 | 0 | 190 | 0 | 0 | 0 | 0 | 0 | 0 | 0
2023-03-24 16:30 | 10 | 0 | 0 | 0 | 0 | 0 | 0 | 190 | 0 | 0 | 0 | 0 | 0 | 0 | 0
2023-03-24 17:00 | 11 | 0 | 0 | 0 | 0 | 0 | 0 | 190 | 0 | 0 | 0 | 0 | 0 | 0 | 0
2023-03-24 17:30 | 12 | 0 | 0 | 0 | 0 | 0 | 0 | 290 | 0 | 0 | 0 | 0 | 0 | 0 | 0
2023-03-24 18:00 | 13 | 0 | 0 | 0 | 0 | 0 | 0 | 290 | 0 | 0 | 0 | 0 | 0 | 0 | 0
2023-03-24 18:30 | 14 | 0 | 0 | 0 | 0 | 0 | 0 | 290 | 0 | 0 | 0 | 0 | 0 | 0 | 0
2023-03-24 19:00 | 15 | 0 | 0 | 0 | 0 | 0 | 0 | 290 | 0 | 0 | 0 | 0 | 0 | 0 | 0
2023-03-24 19:30 | 16 | 0 | 0 | 0 | 0 | 0 | 0 | 290 | 0 | 0 | 0 | 0 | 0 | 0 | 0
2023-03-24 20:00 | 17 | 0 | 0 | 0 | 0 | 0 | 0 | 290 | 0 | 0 | 0 | 0 | 0 | 0 | 0
2023-03-24 20:30 | 18 | 0 | 0 | 0 | 0 | 0 | 0 | 290 | 0 | 0 | 0 | 0 | 0 | 0 | 0
2023-03-24 21:00 | 19 | 0 | 0 | 0 | 0 | 0 | 0 | 290 | 0 | 0 | 0 | 0 | 0 | 0 | 0
2023-03-24 21:30 | 20 | 0 | 0 | 0 | 0 | 0 | 0 | 290 | 0 | 0 | 0 | 0 | 0 | 0 | 0
2023-03-24 22:00 | 21 | 0 | 0 | 0 | 0 | 0 | 0 | 190 | 0 | 0 | 0 | 0 | 0 | 0 | 0
2023-03-24 22:30 | 22 | 0 | 0 | 0 | 0 | 0 | 0 | 190 | 0 | 0 | 0 | 0 | 0 | 0 | 0
2023-03-24 23:00 | 23 | 0 | 0 | 0 | 0 | 0 | 0 | 190 | 0 | 0 | 0 | 0 | 0 | 0 | 0
2023-03-24 23:30 | 24 | 0 | 0 | 0 | 0 | 0 | 0 | 190 | 0 | 0 | 0 | 0 | 0 | 0 | 0
2023-03-25 | 1 | 0 | 0 | 0 | 0 | 0 | 0 | 190 | 0 | 0 | 0 | 0 | 0 | 0 | 0
2023-03-25 00:30 | 2 | 0 | 0 | 0 | 0 | 0 | 0 | 190 | 0 | 0 | 0 | 0 | 0 | 0 | 0
2023-03-25 01:00 | 3 | 0 | 0 | 0 | 0 | 0 | 0 | 190 | 0 | 0 | 0 | 0 | 0 | 0 | 0
2023-03-25 01:30 | 4 | 0 | 0 | 0 | 0 | 0 | 0 | 190 | 0 | 0 | 0 | 0 | 0 | 0 | 0
2023-03-25 02:00 | 5 | 0 | 0 | 0 | 0 | 0 | 0 | 190 | 0 | 0 | 0 | 0 | 0 | 0 | 0
2023-03-25 02:30 | 6 | 0 | 0 | 0 | 0 | 0 | 0 | 190 | 0 | 0 | 0 | 0 | 0 | 0 | 0
2023-03-25 03:00 | 7 | 0 | 0 | 0 | 0 | 0 | 0 | 190 | 0 | 0 | 0 | 0 | 0 | 0 | 0
2023-03-25 03:30 | 8 | 0 | 0 | 0 | 0 | 0 | 0 | 190 | 0 | 0 | 0 | 0 | 0 | 0 | 0
2023-03-25 04:00 | 9 | 0 | 0 | 0 | 0 | 0 | 0 | 190 | 0 | 0 | 0 | 0 | 0 | 0 | 0
2023-03-25 04:30 | 10 | 0 | 0 | 0 | 0 | 0 | 0 | 190 | 0 | 0 | 0 | 0 | 0 | 0 | 0
2023-03-25 05:00 | 11 | 0 | 0 | 0 | 0 | 0 | 0 | 190 | 0 | 0 | 0 | 0 | 0 | 0 | 0
2023-03-25 05:30 | 12 | 0 | 0 | 0 | 0 | 0 | 0 | 290 | 0 | 0 | 0 | 0 | 0 | 0 | 0
2023-03-25 06:00 | 13 | 0 | 0 | 0 | 0 | 0 | 0 | 290 | 0 | 0 | 0 | 0 | 0 | 0 | 0
2023-03-25 06:30 | 14 | 0 | 0 | 0 | 0 | 0 | 0 | 290 | 0 | 0 | 0 | 0 | 0 | 0 | 0
2023-03-25 07:00 | 15 | 0 | 0 | 0 | 0 | 0 | 0 | 290 | 0 | 0 | 0 | 0 | 0 | 0 | 0
2023-03-25 07:30 | 16 | 0 | 0 | 0 | 0 | 0 | 0 | 290 | 0 | 0 | 0 | 0 | 0 | 0 | 0
2023-03-25 08:00 | 17 | 0 | 0 | 0 | 0 | 0 | 0 | 290 | 0 | 0 | 0 | 0 | 0 | 0 | 0
2023-03-25 08:30 | 18 | 0 | 0 | 0 | 0 | 0 | 0 | 290 | 0 | 0 | 0 | 0 | 0 | 0 | 0
2023-03-25 09:00 | 19 | 0 | 0 | 0 | 0 | 0 | 0 | 290 | 0 | 0 | 0 | 0 | 0 | 0 | 0
2023-03-25 09:30 | 20 | 0 | 0 | 0 | 0 | 0 | 0 | 290 | 0 | 0 | 0 | 0 | 0 | 0 | 0
2023-03-25 10:00 | 21 | 0 | 0 | 0 | 0 | 0 | 0 | 190 | 0 | 0 | 0 | 0 | 0 | 0 | 0
2023-03-25 10:30 | 22 | 0 | 0 | 0 | 0 | 0 | 0 | 190 | 0 | 0 | 0 | 0 | 0 | 0 | 0
2023-03-25 11:00 | 23 | 0 | 0 | 0 | 0 | 0 | 0 | 190 | 0 | 0 | 0 | 0 | 0 | 0 | 0
2023-03-25 11:30 | 24 | 0 | 0 | 0 | 0 | 0 | 0 | 190 | 0 | 0 | 0 | 0 | 0 | 0 | 0
2023-03-25 12:00 | 1 | 0 | 0 | 0 | 0 | 0 | 0 | 190 | 0 | 0 | 0 | 0 | 0 | 0 | 0
2023-03-25 12:30 | 2 | 0 | 0 | 0 | 0 | 0 | 0 | 190 | 0 | 0 | 0 | 0 | 0 | 0 | 0
2023-03-25 13:00 | 3 | 0 | 0 | 0 | 0 | 0 | 0 | 190 | 0 | 0 | 0 | 0 | 0 | 0 | 0
2023-03-25 13:30 | 4 | 0 | 0 | 0 | 0 | 0 | 0 | 190 | 0 | 0 | 0 | 0 | 0 | 0 | 0
2023-03-25 14:00 | 5 | 0 | 0 | 0 | 0 | 0 | 0 | 190 | 0 | 0 | 0 | 0 | 0 | 0 | 0
2023-03-25 14:30 | 6 | 0 | 0 | 0 | 0 | 0 | 0 | 190 | 0 | 0 | 0 | 0 | 0 | 0 | 0
2023-03-25 15:00 | 7 | 0 | 0 | 0 | 0 | 0 | 0 | 190 | 0 | 0 | 0 | 0 | 0 | 0 | 0
2023-03-25 15:30 | 8 | 0 | 0 | 0 | 0 | 0 | 0 | 190 | 0 | 0 | 0 | 0 | 0 | 0 | 0
2023-03-25 16:00 | 9 | 0 | 0 | 0 | 0 | 0 | 0 | 190 | 0 | 0 | 0 | 0 | 0 | 0 | 0
2023-03-25 16:30 | 10 | 0 | 0 | 0 | 0 | 0 | 0 | 190 | 0 | 0 | 0 | 0 | 0 | 0 | 0
2023-03-25 17:00 | 11 | 0 | 0 | 0 | 0 | 0 | 0 | 190 | 0 | 0 | 0 | 0 | 0 | 0 | 0
2023-03-25 17:30 | 12 | 0 | 0 | 0 | 0 | 0 | 0 | 290 | 0 | 0 | 0 | 0 | 0 | 0 | 0
2023-03-25 18:00 | 13 | 0 | 0 | 0 | 0 | 0 | 0 | 290 | 0 | 0 | 0 | 0 | 0 | 0 | 0
2023-03-25 18:30 | 14 | 0 | 0 | 0 | 0 | 0 | 0 | 290 | 0 | 0 | 0 | 0 | 0 | 0 | 0
2023-03-25 19:00 | 15 | 0 | 0 | 0 | 0 | 0 | 0 | 290 | 0 | 0 | 0 | 0 | 0 | 0 | 0
2023-03-25 19:30 | 16 | 0 | 0 | 0 | 0 | 0 | 0 | 290 | 0 | 0 | 0 | 0 | 0 | 0 | 0
2023-03-25 20:00 | 17 | 0 | 0 | 0 | 0 | 0 | 0 | 290 | 0 | 0 | 0 | 0 | 0 | 0 | 0
2023-03-25 20:30 | 18 | 0 | 0 | 0 | 0 | 0 | 0 | 290 | 0 | 0 | 0 | 0 | 0 | 0 | 0
2023-03-25 21:00 | 19 | 0 | 0 | 0 | 0 | 0 | 0 | 290 | 0 | 0 | 0 | 0 | 0 | 0 | 0
2023-03-25 21:30 | 20 | 0 | 0 | 0 | 0 | 0 | 0 | 290 | 0 | 0 | 0 | 0 | 0 | 0 | 0
2023-03-25 22:00 | 21 | 0 | 0 | 0 | 0 | 0 | 0 | 190 | 0 | 0 | 0 | 0 | 0 | 0 | 0
2023-03-25 22:30 | 22 | 0 | 0 | 0 | 0 | 0 | 0 | 190 | 0 | 0 | 0 | 0 | 0 | 0 | 0
2023-03-25 23:00 | 23 | 0 | 0 | 0 | 0 | 0 | 0 | 190 | 0 | 0 | 0 | 0 | 0 | 0 | 0
2023-03-25 23:30 | 24 | 0 | 0 | 0 | 0 | 0 | 0 | 190 | 0 | 0 | 0 | 0 | 0 | 0 | 0
2023-03-26 | 1 | 0 | 0 | 0 | 0 | 0 | 0 | 190 | 0 | 0 | 0 | 0 | 0 | 0 | 0
2023-03-26 00:30 | 2 | 0 | 0 | 0 | 0 | 0 | 0 | 190 | 0 | 0 | 0 | 0 | 0 | 0 | 0
2023-03-26 01:00 | 3 | 0 | 0 | 0 | 0 | 0 | 0 | 190 | 0 | 0 | 0 | 0 | 0 | 0 | 0
2023-03-26 01:30 | 4 | 0 | 0 | 0 | 0 | 0 | 0 | 190 | 0 | 0 | 0 | 0 | 0 | 0 | 0
2023-03-26 02:00 | 5 | 0 | 0 | 0 | 0 | 0 | 0 | 190 | 0 | 0 | 0 | 0 | 0 | 0 | 0
2023-03-26 02:30 | 6 | 0 | 0 | 0 | 0 | 0 | 0 | 190 | 0 | 0 | 0 | 0 | 0 | 0 | 0
2023-03-26 03:00 | 7 | 0 | 0 | 0 | 0 | 0 | 0 | 190 | 0 | 0 | 0 | 0 | 0 | 0 | 0
2023-03-26 03:30 | 8 | 0 | 0 | 0 | 0 | 0 | 0 | 190 | 0 | 0 | 0 | 0 | 0 | 0 | 0
2023-03-26 04:00 | 9 | 0 | 0 | 0 | 0 | 0 | 0 | 190 | 0 | 0 | 0 | 0 | 0 | 0 | 0
2023-03-26 04:30 | 10 | 0 | 0 | 0 | 0 | 0 | 0 | 190 | 0 | 0 | 0 | 0 | 0 | 0 | 0
2023-03-26 05:00 | 11 | 0 | 0 | 0 | 0 | 0 | 0 | 190 | 0 | 0 | 0 | 0 | 0 | 0 | 0
2023-03-26 05:30 | 12 | 0 | 0 | 0 | 0 | 0 | 0 | 290 | 0 | 0 | 0 | 0 | 0 | 0 | 0
2023-03-26 06:00 | 13 | 0 | 0 | 0 | 0 | 0 | 0 | 290 | 0 | 0 | 0 | 0 | 0 | 0 | 0
2023-03-26 06:30 | 14 | 0 | 0 | 0 | 0 | 0 | 0 | 290 | 0 | 0 | 0 | 0 | 0 | 0 | 0
2023-03-26 07:00 | 15 | 0 | 0 | 0 | 0 | 0 | 0 | 290 | 0 | 0 | 0 | 0 | 0 | 0 | 0
2023-03-26 07:30 | 16 | 0 | 0 | 0 | 0 | 0 | 0 | 290 | 0 | 0 | 0 | 0 | 0 | 0 | 0
2023-03-26 08:00 | 17 | 0 | 0 | 0 | 0 | 0 | 0 | 290 | 0 | 0 | 0 | 0 | 0 | 0 | 0
2023-03-26 08:30 | 18 | 0 | 0 | 0 | 0 | 0 | 0 | 290 | 0 | 0 | 0 | 0 | 0 | 0 | 0
2023-03-26 09:00 | 19 | 0 | 0 | 0 | 0 | 0 | 0 | 290 | 0 | 0 | 0 | 0 | 0 | 0 | 0
2023-03-26 09:30 | 20 | 0 | 0 | 0 | 0 | 0 | 0 | 290 | 0 | 0 | 0 | 0 | 0 | 0 | 0
2023-03-26 10:00 | 21 | 0 | 0 | 0 | 0 | 0 | 0 | 190 | 0 | 0 | 0 | 0 | 0 | 0 | 0
2023-03-26 10:30 | 22 | 0 | 0 | 0 | 0 | 0 | 0 | 190 | 0 | 0 | 0 | 0 | 0 | 0 | 0
2023-03-26 11:00 | 23 | 0 | 0 | 0 | 0 | 0 | 0 | 190 | 0 | 0 | 0 | 0 | 0 | 0 | 0
2023-03-26 11:30 | 24 | 0 | 0 | 0 | 0 | 0 | 0 | 190 | 0 | 0 | 0 | 0 | 0 | 0 | 0
2023-03-26 12:00 | 1 | 0 | 0 | 0 | 0 | 0 | 0 | 190 | 0 | 0 | 0 | 0 | 0 | 0 | 0
2023-03-26 12:30 | 2 | 0 | 0 | 0 | 0 | 0 | 0 | 190 | 0 | 0 | 0 | 0 | 0 | 0 | 0
2023-03-26 13:00 | 3 | 0 | 0 | 0 | 0 | 0 | 0 | 190 | 0 | 0 | 0 | 0 | 0 | 0 | 0
2023-03-26 13:30 | 4 | 0 | 0 | 0 | 0 | 0 | 0 | 190 | 0 | 0 | 0 | 0 | 0 | 0 | 0
2023-03-26 14:00 | 5 | 0 | 0 | 0 | 0 | 0 | 0 | 190 | 0 | 0 | 0 | 0 | 0 | 0 | 0
2023-03-26 14:30 | 6 | 0 | 0 | 0 | 0 | 0 | 0 | 190 | 0 | 0 | 0 | 0 | 0 | 0 | 0
2023-03-26 15:00 | 7 | 0 | 0 | 0 | 0 | 0 | 0 | 190 | 0 | 0 | 0 | 0 | 0 | 0 | 0
2023-03-26 15:30 | 8 | 0 | 0 | 0 | 0 | 0 | 0 | 190 | 0 | 0 | 0 | 0 | 0 | 0 | 0
2023-03-26 16:00 | 9 | 0 | 0 | 0 | 0 | 0 | 0 | 190 | 0 | 0 | 0 | 0 | 0 | 0 | 0
2023-03-26 16:30 | 10 | 0 | 0 | 0 | 0 | 0 | 0 | 190 | 0 | 0 | 0 | 0 | 0 | 0 | 0
2023-03-26 17:00 | 11 | 0 | 0 | 0 | 0 | 0 | 0 | 190 | 0 | 0 | 0 | 0 | 0 | 0 | 0
2023-03-26 17:30 | 12 | 0 | 0 | 0 | 0 | 0 | 0 | 290 | 0 | 0 | 0 | 0 | 0 | 0 | 0
2023-03-26 18:00 | 13 | 0 | 0 | 0 | 0 | 0 | 0 | 290 | 0 | 0 | 0 | 0 | 0 | 0 | 0
2023-03-26 18:30 | 14 | 0 | 0 | 0 | 0 | 0 | 0 | 290 | 0 | 0 | 0 | 0 | 0 | 0 | 0
2023-03-26 19:00 | 15 | 0 | 0 | 0 | 0 | 0 | 0 | 290 | 0 | 0 | 0 | 0 | 0 | 0 | 0
2023-03-26 19:30 | 16 | 0 | 0 | 0 | 0 | 0 | 0 | 290 | 0 | 0 | 0 | 0 | 0 | 0 | 0
2023-03-26 20:00 | 17 | 0 | 0 | 0 | 0 | 0 | 0 | 290 | 0 | 0 | 0 | 0 | 0 | 0 | 0
2023-03-26 20:30 | 18 | 0 | 0 | 0 | 0 | 0 | 0 | 290 | 0 | 0 | 0 | 0 | 0 | 0 | 0
2023-03-26 21:00 | 19 | 0 | 0 | 0 | 0 | 0 | 0 | 290 | 0 | 0 | 0 | 0 | 0 | 0 | 0
2023-03-26 21:30 | 20 | 0 | 0 | 0 | 0 | 0 | 0 | 290 | 0 | 0 | 0 | 0 | 0 | 0 | 0
2023-03-26 22:00 | 21 | 0 | 0 | 0 | 0 | 0 | 0 | 190 | 0 | 0 | 0 | 0 | 0 | 0 | 0
2023-03-26 22:30 | 22 | 0 | 0 | 0 | 0 | 0 | 0 | 190 | 0 | 0 | 0 | 0 | 0 | 0 | 0
2023-03-26 23:00 | 23 | 0 | 0 | 0 | 0 | 0 | 0 | 190 | 0 | 0 | 0 | 0 | 0 | 0 | 0
2023-03-26 23:30 | 24 | 0 | 0 | 0 | 0 | 0 | 0 | 190 | 0 | 0 | 0 | 0 | 0 | 0 | 0
2023-03-27 | 1 | 0 | 0 | 0 | 0 | 0 | 0 | 190 | 0 | 0 | 0 | 0 | 0 | 0 | 0
2023-03-27 00:30 | 2 | 0 | 0 | 0 | 0 | 0 | 0 | 190 | 0 | 0 | 0 | 0 | 0 | 0 | 0
2023-03-27 01:00 | 3 | 0 | 0 | 0 | 0 | 0 | 0 | 190 | 0 | 0 | 0 | 0 | 0 | 0 | 0
2023-03-27 01:30 | 4 | 0 | 0 | 0 | 0 | 0 | 0 | 190 | 0 | 0 | 0 | 0 | 0 | 0 | 0
2023-03-27 02:00 | 5 | 0 | 0 | 0 | 0 | 0 | 0 | 190 | 0 | 0 | 0 | 0 | 0 | 0 | 0
2023-03-27 02:30 | 6 | 0 | 0 | 0 | 0 | 0 | 0 | 190 | 0 | 0 | 0 | 0 | 0 | 0 | 0
2023-03-27 03:00 | 7 | 0 | 0 | 0 | 0 | 0 | 0 | 190 | 0 | 0 | 0 | 0 | 0 | 0 | 0
2023-03-27 03:30 | 8 | 0 | 0 | 0 | 0 | 0 | 0 | 190 | 0 | 0 | 0 | 0 | 0 | 0 | 0
2023-03-27 04:00 | 9 | 0 | 0 | 0 | 0 | 0 | 0 | 190 | 0 | 0 | 0 | 0 | 0 | 0 | 0
2023-03-27 04:30 | 10 | 0 | 0 | 0 | 0 | 0 | 0 | 190 | 0 | 0 | 0 | 0 | 0 | 0 | 0
2023-03-27 05:00 | 11 | 0 | 0 | 0 | 0 | 0 | 0 | 190 | 0 | 0 | 0 | 0 | 0 | 0 | 0
2023-03-27 05:30 | 12 | 0 | 0 | 0 | 0 | 0 | 0 | 290 | 0 | 0 | 0 | 0 | 0 | 0 | 0
2023-03-27 06:00 | 13 | 0 | 0 | 0 | 0 | 0 | 0 | 290 | 0 | 0 | 0 | 0 | 0 | 0 | 0
2023-03-27 06:30 | 14 | 0 | 0 | 0 | 0 | 0 | 0 | 290 | 0 | 0 | 0 | 0 | 0 | 0 | 0
2023-03-27 07:00 | 15 | 0 | 0 | 0 | 0 | 0 | 0 | 290 | 0 | 0 | 0 | 0 | 0 | 0 | 0
2023-03-27 07:30 | 16 | 0 | 0 | 0 | 0 | 0 | 0 | 290 | 0 | 0 | 0 | 0 | 0 | 0 | 0
2023-03-27 08:00 | 17 | 0 | 0 | 0 | 0 | 0 | 0 | 290 | 0 | 0 | 0 | 0 | 0 | 0 | 0
2023-03-27 08:30 | 18 | 0 | 0 | 0 | 0 | 0 | 0 | 290 | 0 | 0 | 0 | 0 | 0 | 0 | 0
2023-03-27 09:00 | 19 | 0 | 0 | 0 | 0 | 0 | 0 | 290 | 0 | 0 | 0 | 0 | 0 | 0 | 0
2023-03-27 09:30 | 20 | 0 | 0 | 0 | 0 | 0 | 0 | 290 | 0 | 0 | 0 | 0 | 0 | 0 | 0
2023-03-27 10:00 | 21 | 0 | 0 | 0 | 0 | 0 | 0 | 190 | 0 | 0 | 0 | 0 | 0 | 0 | 0
2023-03-27 10:30 | 22 | 0 | 0 | 0 | 0 | 0 | 0 | 190 | 0 | 0 | 0 | 0 | 0 | 0 | 0
2023-03-27 11:00 | 23 | 0 | 0 | 0 | 0 | 0 | 0 | 190 | 0 | 0 | 0 | 0 | 0 | 0 | 0
2023-03-27 11:30 | 24 | 0 | 0 | 0 | 0 | 0 | 0 | 190 | 0 | 0 | 0 | 0 | 0 | 0 | 0
2023-03-27 12:00 | 1 | 0 | 0 | 0 | 0 | 0 | 0 | 190 | 0 | 0 | 0 | 0 | 0 | 0 | 0
2023-03-27 12:30 | 2 | 0 | 0 | 0 | 0 | 0 | 0 | 190 | 0 | 0 | 0 | 0 | 0 | 0 | 0
2023-03-27 13:00 | 3 | 0 | 0 | 0 | 0 | 0 | 0 | 190 | 0 | 0 | 0 | 0 | 0 | 0 | 0
2023-03-27 13:30 | 4 | 0 | 0 | 0 | 0 | 0 | 0 | 190 | 0 | 0 | 0 | 0 | 0 | 0 | 0
2023-03-27 14:00 | 5 | 0 | 0 | 0 | 0 | 0 | 0 | 190 | 0 | 0 | 0 | 0 | 0 | 0 | 0
2023-03-27 14:30 | 6 | 0 | 0 | 0 | 0 | 0 | 0 | 190 | 0 | 0 | 0 | 0 | 0 | 0 | 0
2023-03-27 15:00 | 7 | 0 | 0 | 0 | 0 | 0 | 0 | 190 | 0 | 0 | 0 | 0 | 0 | 0 | 0
2023-03-27 15:30 | 8 | 0 | 0 | 0 | 0 | 0 | 0 | 190 | 0 | 0 | 0 | 0 | 0 | 0 | 0
2023-03-27 16:00 | 9 | 0 | 0 | 0 | 0 | 0 | 0 | 190 | 0 | 0 | 0 | 0 | 0 | 0 | 0
2023-03-27 16:30 | 10 | 0 | 0 | 0 | 0 | 0 | 0 | 190 | 0 | 0 | 0 | 0 | 0 | 0 | 0
2023-03-27 17:00 | 11 | 0 | 0 | 0 | 0 | 0 | 0 | 190 | 0 | 0 | 0 | 0 | 0 | 0 | 0
2023-03-27 17:30 | 12 | 0 | 0 | 0 | 0 | 0 | 0 | 290 | 0 | 0 | 0 | 0 | 0 | 0 | 0
2023-03-27 18:00 | 13 | 0 | 0 | 0 | 0 | 0 | 0 | 290 | 0 | 0 | 0 | 0 | 0 | 0 | 0
2023-03-27 18:30 | 14 | 0 | 0 | 0 | 0 | 0 | 0 | 290 | 0 | 0 | 0 | 0 | 0 | 0 | 0
2023-03-27 19:00 | 15 | 0 | 0 | 0 | 0 | 0 | 0 | 290 | 0 | 0 | 0 | 0 | 0 | 0 | 0
2023-03-27 19:30 | 16 | 0 | 0 | 0 | 0 | 0 | 0 | 290 | 0 | 0 | 0 | 0 | 0 | 0 | 0
2023-03-27 20:00 | 17 | 0 | 0 | 0 | 0 | 0 | 0 | 290 | 0 | 0 | 0 | 0 | 0 | 0 | 0
2023-03-27 20:30 | 18 | 0 | 0 | 0 | 0 | 0 | 0 | 290 | 0 | 0 | 0 | 0 | 0 | 0 | 0
2023-03-27 21:00 | 19 | 0 | 0 | 0 | 0 | 0 | 0 | 290 | 0 | 0 | 0 | 0 | 0 | 0 | 0
2023-03-27 21:30 | 20 | 0 | 0 | 0 | 0 | 0 | 0 | 290 | 0 | 0 | 0 | 0 | 0 | 0 | 0
2023-03-27 22:00 | 21 | 0 | 0 | 0 | 0 | 0 | 0 | 190 | 0 | 0 | 0 | 0 | 0 | 0 | 0
2023-03-27 22:30 | 22 | 0 | 0 | 0 | 0 | 0 | 0 | 190 | 0 | 0 | 0 | 0 | 0 | 0 | 0
2023-03-27 23:00 | 23 | 0 | 0 | 0 | 0 | 0 | 0 | 190 | 0 | 0 | 0 | 0 | 0 | 0 | 0
2023-03-27 23:30 | 24 | 0 | 0 | 0 | 0 | 0 | 0 | 190 | 0 | 0 | 0 | 0 | 0 | 0 | 0
2023-03-28 | 1 | 0 | 0 | 0 | 0 | 0 | 0 | 190 | 0 | 0 | 0 | 0 | 0 | 0 | 0
2023-03-28 00:30 | 2 | 0 | 0 | 0 | 0 | 0 | 0 | 190 | 0 | 0 | 0 | 0 | 0 | 0 | 0
2023-03-28 01:00 | 3 | 0 | 0 | 0 | 0 | 0 | 0 | 190 | 0 | 0 | 0 | 0 | 0 | 0 | 0
2023-03-28 01:30 | 4 | 0 | 0 | 0 | 0 | 0 | 0 | 190 | 0 | 0 | 0 | 0 | 0 | 0 | 0
2023-03-28 02:00 | 5 | 0 | 0 | 0 | 0 | 0 | 0 | 190 | 0 | 0 | 0 | 0 | 0 | 0 | 0
2023-03-28 02:30 | 6 | 0 | 0 | 0 | 0 | 0 | 0 | 190 | 0 | 0 | 0 | 0 | 0 | 0 | 0
2023-03-28 03:00 | 7 | 0 | 0 | 0 | 0 | 0 | 0 | 190 | 0 | 0 | 0 | 0 | 0 | 0 | 0
2023-03-28 03:30 | 8 | 0 | 0 | 0 | 0 | 0 | 0 | 190 | 0 | 0 | 0 | 0 | 0 | 0 | 0
2023-03-28 04:00 | 9 | 0 | 0 | 0 | 0 | 0 | 0 | 190 | 0 | 0 | 0 | 0 | 0 | 0 | 0
2023-03-28 04:30 | 10 | 0 | 0 | 0 | 0 | 0 | 0 | 190 | 0 | 0 | 0 | 0 | 0 | 0 | 0
2023-03-28 05:00 | 11 | 0 | 0 | 0 | 0 | 0 | 0 | 190 | 0 | 0 | 0 | 0 | 0 | 0 | 0
2023-03-28 05:30 | 12 | 0 | 0 | 0 | 0 | 0 | 0 | 290 | 0 | 0 | 0 | 0 | 0 | 0 | 0
2023-03-28 06:00 | 13 | 0 | 0 | 0 | 0 | 0 | 0 | 290 | 0 | 0 | 0 | 0 | 0 | 0 | 0
2023-03-28 06:30 | 14 | 0 | 0 | 0 | 0 | 0 | 0 | 290 | 0 | 0 | 0 | 0 | 0 | 0 | 0
2023-03-28 07:00 | 15 | 0 | 0 | 0 | 0 | 0 | 0 | 290 | 0 | 0 | 0 | 0 | 0 | 0 | 0
2023-03-28 07:30 | 16 | 0 | 0 | 0 | 0 | 0 | 0 | 290 | 0 | 0 | 0 | 0 | 0 | 0 | 0
2023-03-28 08:00 | 17 | 0 | 0 | 0 | 0 | 0 | 0 | 290 | 0 | 0 | 0 | 0 | 0 | 0 | 0
2023-03-28 08:30 | 18 | 0 | 0 | 0 | 0 | 0 | 0 | 290 | 0 | 0 | 0 | 0 | 0 | 0 | 0
2023-03-28 09:00 | 19 | 0 | 0 | 0 | 0 | 0 | 0 | 290 | 0 | 0 | 0 | 0 | 0 | 0 | 0
2023-03-28 09:30 | 20 | 0 | 0 | 0 | 0 | 0 | 0 | 290 | 0 | 0 | 0 | 0 | 0 | 0 | 0
2023-03-28 10:00 | 21 | 0 | 0 | 0 | 0 | 0 | 0 | 190 | 0 | 0 | 0 | 0 | 0 | 0 | 0
2023-03-28 10:30 | 22 | 0 | 0 | 0 | 0 | 0 | 0 | 190 | 0 | 0 | 0 | 0 | 0 | 0 | 0
2023-03-28 11:00 | 23 | 0 | 0 | 0 | 0 | 0 | 0 | 190 | 0 | 0 | 0 | 0 | 0 | 0 | 0
2023-03-28 11:30 | 24 | 0 | 0 | 0 | 0 | 0 | 0 | 190 | 0 | 0 | 0 | 0 | 0 | 0 | 0
2023-03-28 12:00 | 1 | 0 | 0 | 0 | 0 | 0 | 0 | 190 | 0 | 0 | 0 | 0 | 0 | 0 | 0
2023-03-28 12:30 | 2 | 0 | 0 | 0 | 0 | 0 | 0 | 190 | 0 | 0 | 0 | 0 | 0 | 0 | 0
2023-03-28 13:00 | 3 | 0 | 0 | 0 | 0 | 0 | 0 | 190 | 0 | 0 | 0 | 0 | 0 | 0 | 0
2023-03-28 13:30 | 4 | 0 | 0 | 0 | 0 | 0 | 0 | 190 | 0 | 0 | 0 | 0 | 0 | 0 | 0
2023-03-28 14:00 | 5 | 0 | 0 | 0 | 0 | 0 | 0 | 190 | 0 | 0 | 0 | 0 | 0 | 0 | 0
2023-03-28 14:30 | 6 | 0 | 0 | 0 | 0 | 0 | 0 | 190 | 0 | 0 | 0 | 0 | 0 | 0 | 0
2023-03-28 15:00 | 7 | 0 | 0 | 0 | 0 | 0 | 0 | 190 | 0 | 0 | 0 | 0 | 0 | 0 | 0
2023-03-28 15:30 | 8 | 0 | 0 | 0 | 0 | 0 | 0 | 190 | 0 | 0 | 0 | 0 | 0 | 0 | 0
2023-03-28 16:00 | 9 | 0 | 0 | 0 | 0 | 0 | 0 | 190 | 0 | 0 | 0 | 0 | 0 | 0 | 0
2023-03-28 16:30 | 10 | 0 | 0 | 0 | 0 | 0 | 0 | 190 | 0 | 0 | 0 | 0 | 0 | 0 | 0
2023-03-28 17:00 | 11 | 0 | 0 | 0 | 0 | 0 | 0 | 190 | 0 | 0 | 0 | 0 | 0 | 0 | 0
2023-03-28 17:30 | 12 | 0 | 0 | 0 | 0 | 0 | 0 | 290 | 0 | 0 | 0 | 0 | 0 | 0 | 0
2023-03-28 18:00 | 13 | 0 | 0 | 0 | 0 | 0 | 0 | 290 | 0 | 0 | 0 | 0 | 0 | 0 | 0
2023-03-28 18:30 | 14 | 0 | 0 | 0 | 0 | 0 | 0 | 290 | 0 | 0 | 0 | 0 | 0 | 0 | 0
2023-03-28 19:00 | 15 | 0 | 0 | 0 | 0 | 0 | 0 | 290 | 0 | 0 | 0 | 0 | 0 | 0 | 0
2023-03-28 19:30 | 16 | 0 | 0 | 0 | 0 | 0 | 0 | 290 | 0 | 0 | 0 | 0 | 0 | 0 | 0
2023-03-28 20:00 | 17 | 0 | 0 | 0 | 0 | 0 | 0 | 290 | 0 | 0 | 0 | 0 | 0 | 0 | 0
2023-03-28 20:30 | 18 | 0 | 0 | 0 | 0 | 0 | 0 | 290 | 0 | 0 | 0 | 0 | 0 | 0 | 0
2023-03-28 21:00 | 19 | 0 | 0 | 0 | 0 | 0 | 0 | 290 | 0 | 0 | 0 | 0 | 0 | 0 | 0
2023-03-28 21:30 | 20 | 0 | 0 | 0 | 0 | 0 | 0 | 290 | 0 | 0 | 0 | 0 | 0 | 0 | 0
2023-03-28 22:00 | 21 | 0 | 0 | 0 | 0 | 0 | 0 | 190 | 0 | 0 | 0 | 0 | 0 | 0 | 0
2023-03-28 22:30 | 22 | 0 | 0 | 0 | 0 | 0 | 0 | 190 | 0 | 0 | 0 | 0 | 0 | 0 | 0
2023-03-28 23:00 | 23 | 0 | 0 | 0 | 0 | 0 | 0 | 190 | 0 | 0 | 0 | 0 | 0 | 0 | 0
2023-03-28 23:30 | 24 | 0 | 0 | 0 | 0 | 0 | 0 | 190 | 0 | 0 | 0 | 0 | 0 | 0 | 0
2023-03-29 | 1 | 0 | 0 | 0 | 0 | 0 | 0 | 190 | 0 | 0 | 0 | 0 | 0 | 0 | 0
2023-03-29 00:30 | 2 | 0 | 0 | 0 | 0 | 0 | 0 | 190 | 0 | 0 | 0 | 0 | 0 | 0 | 0
2023-03-29 01:00 | 3 | 0 | 0 | 0 | 0 | 0 | 0 | 190 | 0 | 0 | 0 | 0 | 0 | 0 | 0
2023-03-29 01:30 | 4 | 0 | 0 | 0 | 0 | 0 | 0 | 190 | 0 | 0 | 0 | 0 | 0 | 0 | 0
2023-03-29 02:00 | 5 | 0 | 0 | 0 | 0 | 0 | 0 | 190 | 0 | 0 | 0 | 0 | 0 | 0 | 0
2023-03-29 02:30 | 6 | 0 | 0 | 0 | 0 | 0 | 0 | 190 | 0 | 0 | 0 | 0 | 0 | 0 | 0
2023-03-29 03:00 | 7 | 0 | 0 | 0 | 0 | 0 | 0 | 190 | 0 | 0 | 0 | 0 | 0 | 0 | 0
2023-03-29 03:30 | 8 | 0 | 0 | 0 | 0 | 0 | 0 | 190 | 0 | 0 | 0 | 0 | 0 | 0 | 0
2023-03-29 04:00 | 9 | 0 | 0 | 0 | 0 | 0 | 0 | 190 | 0 | 0 | 0 | 0 | 0 | 0 | 0
2023-03-29 04:30 | 10 | 0 | 0 | 0 | 0 | 0 | 0 | 190 | 0 | 0 | 0 | 0 | 0 | 0 | 0
2023-03-29 05:00 | 11 | 0 | 0 | 0 | 0 | 0 | 0 | 190 | 0 | 0 | 0 | 0 | 0 | 0 | 0
2023-03-29 05:30 | 12 | 0 | 0 | 0 | 0 | 0 | 0 | 290 | 0 | 0 | 0 | 0 | 0 | 0 | 0
2023-03-29 06:00 | 13 | 0 | 0 | 0 | 0 | 0 | 0 | 290 | 0 | 0 | 0 | 0 | 0 | 0 | 0
2023-03-29 06:30 | 14 | 0 | 0 | 0 | 0 | 0 | 0 | 290 | 0 | 0 | 0 | 0 | 0 | 0 | 0
2023-03-29 07:00 | 15 | 0 | 0 | 0 | 0 | 0 | 0 | 290 | 0 | 0 | 0 | 0 | 0 | 0 | 0
2023-03-29 07:30 | 16 | 0 | 0 | 0 | 0 | 0 | 0 | 290 | 0 | 0 | 0 | 0 | 0 | 0 | 0
2023-03-29 08:00 | 17 | 0 | 0 | 0 | 0 | 0 | 0 | 290 | 0 | 0 | 0 | 0 | 0 | 0 | 0
2023-03-29 08:30 | 18 | 0 | 0 | 0 | 0 | 0 | 0 | 290 | 0 | 0 | 0 | 0 | 0 | 0 | 0
2023-03-29 09:00 | 19 | 0 | 0 | 0 | 0 | 0 | 0 | 290 | 0 | 0 | 0 | 0 | 0 | 0 | 0
2023-03-29 09:30 | 20 | 0 | 0 | 0 | 0 | 0 | 0 | 290 | 0 | 0 | 0 | 0 | 0 | 0 | 0
2023-03-29 10:00 | 21 | 0 | 0 | 0 | 0 | 0 | 0 | 190 | 0 | 0 | 0 | 0 | 0 | 0 | 0
2023-03-29 10:30 | 22 | 0 | 0 | 0 | 0 | 0 | 0 | 190 | 0 | 0 | 0 | 0 | 0 | 0 | 0
2023-03-29 11:00 | 23 | 0 | 0 | 0 | 0 | 0 | 0 | 190 | 0 | 0 | 0 | 0 | 0 | 0 | 0
2023-03-29 11:30 | 24 | 0 | 0 | 0 | 0 | 0 | 0 | 190 | 0 | 0 | 0 | 0 | 0 | 0 | 0
2023-03-29 12:00 | 1 | 0 | 0 | 0 | 0 | 0 | 0 | 190 | 0 | 0 | 0 | 0 | 0 | 0 | 0
2023-03-29 12:30 | 2 | 0 | 0 | 0 | 0 | 0 | 0 | 190 | 0 | 0 | 0 | 0 | 0 | 0 | 0
2023-03-29 13:00 | 3 | 0 | 0 | 0 | 0 | 0 | 0 | 190 | 0 | 0 | 0 | 0 | 0 | 0 | 0
2023-03-29 13:30 | 4 | 0 | 0 | 0 | 0 | 0 | 0 | 190 | 0 | 0 | 0 | 0 | 0 | 0 | 0
2023-03-29 14:00 | 5 | 0 | 0 | 0 | 0 | 0 | 0 | 190 | 0 | 0 | 0 | 0 | 0 | 0 | 0
2023-03-29 14:30 | 6 | 0 | 0 | 0 | 0 | 0 | 0 | 190 | 0 | 0 | 0 | 0 | 0 | 0 | 0
2023-03-29 15:00 | 7 | 0 | 0 | 0 | 0 | 0 | 0 | 190 | 0 | 0 | 0 | 0 | 0 | 0 | 0
2023-03-29 15:30 | 8 | 0 | 0 | 0 | 0 | 0 | 0 | 190 | 0 | 0 | 0 | 0 | 0 | 0 | 0
2023-03-29 16:00 | 9 | 0 | 0 | 0 | 0 | 0 | 0 | 190 | 0 | 0 | 0 | 0 | 0 | 0 | 0
2023-03-29 16:30 | 10 | 0 | 0 | 0 | 0 | 0 | 0 | 190 | 0 | 0 | 0 | 0 | 0 | 0 | 0
2023-03-29 17:00 | 11 | 0 | 0 | 0 | 0 | 0 | 0 | 190 | 0 | 0 | 0 | 0 | 0 | 0 | 0
2023-03-29 17:30 | 12 | 0 | 0 | 0 | 0 | 0 | 0 | 290 | 0 | 0 | 0 | 0 | 0 | 0 | 0
2023-03-29 18:00 | 13 | 0 | 0 | 0 | 0 | 0 | 0 | 290 | 0 | 0 | 0 | 0 | 0 | 0 | 0
2023-03-29 18:30 | 14 | 0 | 0 | 0 | 0 | 0 | 0 | 290 | 0 | 0 | 0 | 0 | 0 | 0 | 0
2023-03-29 19:00 | 15 | 0 | 0 | 0 | 0 | 0 | 0 | 290 | 0 | 0 | 0 | 0 | 0 | 0 | 0
2023-03-29 19:30 | 16 | 0 | 0 | 0 | 0 | 0 | 0 | 290 | 0 | 0 | 0 | 0 | 0 | 0 | 0
2023-03-29 20:00 | 17 | 0 | 0 | 0 | 0 | 0 | 0 | 290 | 0 | 0 | 0 | 0 | 0 | 0 | 0
2023-03-29 20:30 | 18 | 0 | 0 | 0 | 0 | 0 | 0 | 290 | 0 | 0 | 0 | 0 | 0 | 0 | 0
2023-03-29 21:00 | 19 | 0 | 0 | 0 | 0 | 0 | 0 | 290 | 0 | 0 | 0 | 0 | 0 | 0 | 0
2023-03-29 21:30 | 20 | 0 | 0 | 0 | 0 | 0 | 0 | 290 | 0 | 0 | 0 | 0 | 0 | 0 | 0
2023-03-29 22:00 | 21 | 0 | 0 | 0 | 0 | 0 | 0 | 190 | 0 | 0 | 0 | 0 | 0 | 0 | 0
2023-03-29 22:30 | 22 | 0 | 0 | 0 | 0 | 0 | 0 | 190 | 0 | 0 | 0 | 0 | 0 | 0 | 0
2023-03-29 23:00 | 23 | 0 | 0 | 0 | 0 | 0 | 0 | 190 | 0 | 0 | 0 | 0 | 0 | 0 | 0
2023-03-29 23:30 | 24 | 0 | 0 | 0 | 0 | 0 | 0 | 190 | 0 | 0 | 0 | 0 | 0 | 0 | 0
2023-03-30 | 1 | 0 | 0 | 0 | 0 | 0 | 0 | 190 | 0 | 0 | 0 | 0 | 0 | 0 | 0
2023-03-30 00:30 | 2 | 0 | 0 | 0 | 0 | 0 | 0 | 190 | 0 | 0 | 0 | 0 | 0 | 0 | 0
2023-03-30 01:00 | 3 | 0 | 0 | 0 | 0 | 0 | 0 | 190 | 0 | 0 | 0 | 0 | 0 | 0 | 0
2023-03-30 01:30 | 4 | 0 | 0 | 0 | 0 | 0 | 0 | 190 | 0 | 0 | 0 | 0 | 0 | 0 | 0
2023-03-30 02:00 | 5 | 0 | 0 | 0 | 0 | 0 | 0 | 190 | 0 | 0 | 0 | 0 | 0 | 0 | 0
2023-03-30 02:30 | 6 | 0 | 0 | 0 | 0 | 0 | 0 | 190 | 0 | 0 | 0 | 0 | 0 | 0 | 0
2023-03-30 03:00 | 7 | 0 | 0 | 0 | 0 | 0 | 0 | 190 | 0 | 0 | 0 | 0 | 0 | 0 | 0
2023-03-30 03:30 | 8 | 0 | 0 | 0 | 0 | 0 | 0 | 190 | 0 | 0 | 0 | 0 | 0 | 0 | 0
2023-03-30 04:00 | 9 | 0 | 0 | 0 | 0 | 0 | 0 | 190 | 0 | 0 | 0 | 0 | 0 | 0 | 0
2023-03-30 04:30 | 10 | 0 | 0 | 0 | 0 | 0 | 0 | 190 | 0 | 0 | 0 | 0 | 0 | 0 | 0
2023-03-30 05:00 | 11 | 0 | 0 | 0 | 0 | 0 | 0 | 190 | 0 | 0 | 0 | 0 | 0 | 0 | 0
2023-03-30 05:30 | 12 | 0 | 0 | 0 | 0 | 0 | 0 | 290 | 0 | 0 | 0 | 0 | 0 | 0 | 0
2023-03-30 06:00 | 13 | 0 | 0 | 0 | 0 | 0 | 0 | 290 | 0 | 0 | 0 | 0 | 0 | 0 | 0
2023-03-30 06:30 | 14 | 0 | 0 | 0 | 0 | 0 | 0 | 290 | 0 | 0 | 0 | 0 | 0 | 0 | 0
2023-03-30 07:00 | 15 | 0 | 0 | 0 | 0 | 0 | 0 | 290 | 0 | 0 | 0 | 0 | 0 | 0 | 0
2023-03-30 07:30 | 16 | 0 | 0 | 0 | 0 | 0 | 0 | 290 | 0 | 0 | 0 | 0 | 0 | 0 | 0
2023-03-30 08:00 | 17 | 0 | 0 | 0 | 0 | 0 | 0 | 290 | 0 | 0 | 0 | 0 | 0 | 0 | 0
2023-03-30 08:30 | 18 | 0 | 0 | 0 | 0 | 0 | 0 | 290 | 0 | 0 | 0 | 0 | 0 | 0 | 0
2023-03-30 09:00 | 19 | 0 | 0 | 0 | 0 | 0 | 0 | 290 | 0 | 0 | 0 | 0 | 0 | 0 | 0
2023-03-30 09:30 | 20 | 0 | 0 | 0 | 0 | 0 | 0 | 290 | 0 | 0 | 0 | 0 | 0 | 0 | 0
2023-03-30 10:00 | 21 | 0 | 0 | 0 | 0 | 0 | 0 | 190 | 0 | 0 | 0 | 0 | 0 | 0 | 0
2023-03-30 10:30 | 22 | 0 | 0 | 0 | 0 | 0 | 0 | 190 | 0 | 0 | 0 | 0 | 0 | 0 | 0
2023-03-30 11:00 | 23 | 0 | 0 | 0 | 0 | 0 | 0 | 190 | 0 | 0 | 0 | 0 | 0 | 0 | 0
2023-03-30 11:30 | 24 | 0 | 0 | 0 | 0 | 0 | 0 | 190 | 0 | 0 | 0 | 0 | 0 | 0 | 0
2023-03-30 12:00 | 1 | 0 | 0 | 0 | 0 | 0 | 0 | 190 | 0 | 0 | 0 | 0 | 0 | 0 | 0
2023-03-30 12:30 | 2 | 0 | 0 | 0 | 0 | 0 | 0 | 190 | 0 | 0 | 0 | 0 | 0 | 0 | 0
2023-03-30 13:00 | 3 | 0 | 0 | 0 | 0 | 0 | 0 | 190 | 0 | 0 | 0 | 0 | 0 | 0 | 0
2023-03-30 13:30 | 4 | 0 | 0 | 0 | 0 | 0 | 0 | 190 | 0 | 0 | 0 | 0 | 0 | 0 | 0
2023-03-30 14:00 | 5 | 0 | 0 | 0 | 0 | 0 | 0 | 190 | 0 | 0 | 0 | 0 | 0 | 0 | 0
2023-03-30 14:30 | 6 | 0 | 0 | 0 | 0 | 0 | 0 | 190 | 0 | 0 | 0 | 0 | 0 | 0 | 0
2023-03-30 15:00 | 7 | 0 | 0 | 0 | 0 | 0 | 0 | 190 | 0 | 0 | 0 | 0 | 0 | 0 | 0
2023-03-30 15:30 | 8 | 0 | 0 | 0 | 0 | 0 | 0 | 190 | 0 | 0 | 0 | 0 | 0 | 0 | 0
2023-03-30 16:00 | 9 | 0 | 0 | 0 | 0 | 0 | 0 | 190 | 0 | 0 | 0 | 0 | 0 | 0 | 0
2023-03-30 16:30 | 10 | 0 | 0 | 0 | 0 | 0 | 0 | 190 | 0 | 0 | 0 | 0 | 0 | 0 | 0
2023-03-30 17:00 | 11 | 0 | 0 | 0 | 0 | 0 | 0 | 190 | 0 | 0 | 0 | 0 | 0 | 0 | 0
2023-03-30 17:30 | 12 | 0 | 0 | 0 | 0 | 0 | 0 | 290 | 0 | 0 | 0 | 0 | 0 | 0 | 0
2023-03-30 18:00 | 13 | 0 | 0 | 0 | 0 | 0 | 0 | 290 | 0 | 0 | 0 | 0 | 0 | 0 | 0
2023-03-30 18:30 | 14 | 0 | 0 | 0 | 0 | 0 | 0 | 290 | 0 | 0 | 0 | 0 | 0 | 0 | 0
2023-03-30 19:00 | 15 | 0 | 0 | 0 | 0 | 0 | 0 | 290 | 0 | 0 | 0 | 0 | 0 | 0 | 0
2023-03-30 19:30 | 16 | 0 | 0 | 0 | 0 | 0 | 0 | 290 | 0 | 0 | 0 | 0 | 0 | 0 | 0
2023-03-30 20:00 | 17 | 0 | 0 | 0 | 0 | 0 | 0 | 290 | 0 | 0 | 0 | 0 | 0 | 0 | 0
2023-03-30 20:30 | 18 | 0 | 0 | 0 | 0 | 0 | 0 | 290 | 0 | 0 | 0 | 0 | 0 | 0 | 0
2023-03-30 21:00 | 19 | 0 | 0 | 0 | 0 | 0 | 0 | 290 | 0 | 0 | 0 | 0 | 0 | 0 | 0
2023-03-30 21:30 | 20 | 0 | 0 | 0 | 0 | 0 | 0 | 290 | 0 | 0 | 0 | 0 | 0 | 0 | 0
2023-03-30 22:00 | 21 | 0 | 0 | 0 | 0 | 0 | 0 | 190 | 0 | 0 | 0 | 0 | 0 | 0 | 0
2023-03-30 22:30 | 22 | 0 | 0 | 0 | 0 | 0 | 0 | 190 | 0 | 0 | 0 | 0 | 0 | 0 | 0
2023-03-30 23:00 | 23 | 0 | 0 | 0 | 0 | 0 | 0 | 190 | 0 | 0 | 0 | 0 | 0 | 0 | 0
2023-03-30 23:30 | 24 | 0 | 0 | 0 | 0 | 0 | 0 | 190 | 0 | 0 | 0 | 0 | 0 | 0 | 0
2023-03-31 | 1 | 0 | 0 | 0 | 0 | 0 | 0 | 190 | 0 | 0 | 0 | 0 | 0 | 0 | 0
2023-03-31 00:30 | 2 | 0 | 0 | 0 | 0 | 0 | 0 | 190 | 0 | 0 | 0 | 0 | 0 | 0 | 0
2023-03-31 01:00 | 3 | 0 | 0 | 0 | 0 | 0 | 0 | 190 | 0 | 0 | 0 | 0 | 0 | 0 | 0
2023-03-31 01:30 | 4 | 0 | 0 | 0 | 0 | 0 | 0 | 190 | 0 | 0 | 0 | 0 | 0 | 0 | 0
2023-03-31 02:00 | 5 | 0 | 0 | 0 | 0 | 0 | 0 | 190 | 0 | 0 | 0 | 0 | 0 | 0 | 0
2023-03-31 02:30 | 6 | 0 | 0 | 0 | 0 | 0 | 0 | 190 | 0 | 0 | 0 | 0 | 0 | 0 | 0
2023-03-31 03:00 | 7 | 0 | 0 | 0 | 0 | 0 | 0 | 190 | 0 | 0 | 0 | 0 | 0 | 0 | 0
2023-03-31 03:30 | 8 | 0 | 0 | 0 | 0 | 0 | 0 | 190 | 0 | 0 | 0 | 0 | 0 | 0 | 0
2023-03-31 04:00 | 9 | 0 | 0 | 0 | 0 | 0 | 0 | 190 | 0 | 0 | 0 | 0 | 0 | 0 | 0
2023-03-31 04:30 | 10 | 0 | 0 | 0 | 0 | 0 | 0 | 190 | 0 | 0 | 0 | 0 | 0 | 0 | 0
2023-03-31 05:00 | 11 | 0 | 0 | 0 | 0 | 0 | 0 | 190 | 0 | 0 | 0 | 0 | 0 | 0 | 0
2023-03-31 05:30 | 12 | 0 | 0 | 0 | 0 | 0 | 0 | 290 | 0 | 0 | 0 | 0 | 0 | 0 | 0
2023-03-31 06:00 | 13 | 0 | 0 | 0 | 0 | 0 | 0 | 290 | 0 | 0 | 0 | 0 | 0 | 0 | 0
2023-03-31 06:30 | 14 | 0 | 0 | 0 | 0 | 0 | 0 | 290 | 0 | 0 | 0 | 0 | 0 | 0 | 0
2023-03-31 07:00 | 15 | 0 | 0 | 0 | 0 | 0 | 0 | 290 | 0 | 0 | 0 | 0 | 0 | 0 | 0
2023-03-31 07:30 | 16 | 0 | 0 | 0 | 0 | 0 | 0 | 290 | 0 | 0 | 0 | 0 | 0 | 0 | 0
2023-03-31 08:00 | 17 | 0 | 0 | 0 | 0 | 0 | 0 | 290 | 0 | 0 | 0 | 0 | 0 | 0 | 0
2023-03-31 08:30 | 18 | 0 | 0 | 0 | 0 | 0 | 0 | 290 | 0 | 0 | 0 | 0 | 0 | 0 | 0
2023-03-31 09:00 | 19 | 0 | 0 | 0 | 0 | 0 | 0 | 290 | 0 | 0 | 0 | 0 | 0 | 0 | 0
2023-03-31 09:30 | 20 | 0 | 0 | 0 | 0 | 0 | 0 | 290 | 0 | 0 | 0 | 0 | 0 | 0 | 0
2023-03-31 10:00 | 21 | 0 | 0 | 0 | 0 | 0 | 0 | 190 | 0 | 0 | 0 | 0 | 0 | 0 | 0
2023-03-31 10:30 | 22 | 0 | 0 | 0 | 0 | 0 | 0 | 190 | 0 | 0 | 0 | 0 | 0 | 0 | 0
2023-03-31 11:00 | 23 | 0 | 0 | 0 | 0 | 0 | 0 | 190 | 0 | 0 | 0 | 0 | 0 | 0 | 0
2023-03-31 11:30 | 24 | 0 | 0 | 0 | 0 | 0 | 0 | 190 | 0 | 0 | 0 | 0 | 0 | 0 | 0
2023-03-31 12:00 | 1 | 0 | 0 | 0 | 0 | 0 | 0 | 190 | 0 | 0 | 0 | 0 | 0 | 0 | 0
2023-03-31 12:30 | 2 | 0 | 0 | 0 | 0 | 0 | 0 | 190 | 0 | 0 | 0 | 0 | 0 | 0 | 0
2023-03-31 13:00 | 3 | 0 | 0 | 0 | 0 | 0 | 0 | 190 | 0 | 0 | 0 | 0 | 0 | 0 | 0
2023-03-31 13:30 | 4 | 0 | 0 | 0 | 0 | 0 | 0 | 190 | 0 | 0 | 0 | 0 | 0 | 0 | 0
2023-03-31 14:00 | 5 | 0 | 0 | 0 | 0 | 0 | 0 | 190 | 0 | 0 | 0 | 0 | 0 | 0 | 0
2023-03-31 14:30 | 6 | 0 | 0 | 0 | 0 | 0 | 0 | 190 | 0 | 0 | 0 | 0 | 0 | 0 | 0
2023-03-31 15:00 | 7 | 0 | 0 | 0 | 0 | 0 | 0 | 190 | 0 | 0 | 0 | 0 | 0 | 0 | 0
2023-03-31 15:30 | 8 | 0 | 0 | 0 | 0 | 0 | 0 | 190 | 0 | 0 | 0 | 0 | 0 | 0 | 0
2023-03-31 16:00 | 9 | 0 | 0 | 0 | 0 | 0 | 0 | 190 | 0 | 0 | 0 | 0 | 0 | 0 | 0
2023-03-31 16:30 | 10 | 0 | 0 | 0 | 0 | 0 | 0 | 190 | 0 | 0 | 0 | 0 | 0 | 0 | 0
2023-03-31 17:00 | 11 | 0 | 0 | 0 | 0 | 0 | 0 | 190 | 0 | 0 | 0 | 0 | 0 | 0 | 0
2023-03-31 17:30 | 12 | 0 | 0 | 0 | 0 | 0 | 0 | 290 | 0 | 0 | 0 | 0 | 0 | 0 | 0
2023-03-31 18:00 | 13 | 0 | 0 | 0 | 0 | 0 | 0 | 290 | 0 | 0 | 0 | 0 | 0 | 0 | 0
2023-03-31 18:30 | 14 | 0 | 0 | 0 | 0 | 0 | 0 | 290 | 0 | 0 | 0 | 0 | 0 | 0 | 0
2023-03-31 19:00 | 15 | 0 | 0 | 0 | 0 | 0 | 0 | 290 | 0 | 0 | 0 | 0 | 0 | 0 | 0
2023-03-31 19:30 | 16 | 0 | 0 | 0 | 0 | 0 | 0 | 290 | 0 | 0 | 0 | 0 | 0 | 0 | 0
2023-03-31 20:00 | 17 | 0 | 0 | 0 | 0 | 0 | 0 | 290 | 0 | 0 | 0 | 0 | 0 | 0 | 0
2023-03-31 20:30 | 18 | 0 | 0 | 0 | 0 | 0 | 0 | 290 | 0 | 0 | 0 | 0 | 0 | 0 | 0
2023-03-31 21:00 | 19 | 0 | 0 | 0 | 0 | 0 | 0 | 290 | 0 | 0 | 0 | 0 | 0 | 0 | 0
2023-03-31 21:30 | 20 | 0 | 0 | 0 | 0 | 0 | 0 | 290 | 0 | 0 | 0 | 0 | 0 | 0 | 0
2023-03-31 22:00 | 21 | 0 | 0 | 0 | 0 | 0 | 0 | 190 | 0 | 0 | 0 | 0 | 0 | 0 | 0
2023-03-31 22:30 | 22 | 0 | 0 | 0 | 0 | 0 | 0 | 190 | 0 | 0 | 0 | 0 | 0 | 0 | 0
2023-03-31 23:00 | 23 | 0 | 0 | 0 | 0 | 0 | 0 | 190 | 0 | 0 | 0 | 0 | 0 | 0 | 0
2023-03-31 23:30 | 24 | 0 | 0 | 0 | 0 | 0 | 0 | 190 | 0 | 0 | 0 | 0 | 0 | 0 | 0
2023-04-01 | 1 | 0 | 0 | 0 | 0 | 0 | 0 | 190 | 0 | 0 | 0 | 0 | 0 | 0 | 0
2023-04-01 00:30 | 2 | 0 | 0 | 0 | 0 | 0 | 0 | 190 | 0 | 0 | 0 | 0 | 0 | 0 | 0
2023-04-01 01:00 | 3 | 0 | 0 | 0 | 0 | 0 | 0 | 190 | 0 | 0 | 0 | 0 | 0 | 0 | 0
2023-04-01 01:30 | 4 | 0 | 0 | 0 | 0 | 0 | 0 | 190 | 0 | 0 | 0 | 0 | 0 | 0 | 0
2023-04-01 02:00 | 5 | 0 | 0 | 0 | 0 | 0 | 0 | 190 | 0 | 0 | 0 | 0 | 0 | 0 | 0
2023-04-01 02:30 | 6 | 0 | 0 | 0 | 0 | 0 | 0 | 190 | 0 | 0 | 0 | 0 | 0 | 0 | 0
2023-04-01 03:00 | 7 | 0 | 0 | 0 | 0 | 0 | 0 | 190 | 0 | 0 | 0 | 0 | 0 | 0 | 0
2023-04-01 03:30 | 8 | 0 | 0 | 0 | 0 | 0 | 0 | 190 | 0 | 0 | 0 | 0 | 0 | 0 | 0
2023-04-01 04:00 | 9 | 0 | 0 | 0 | 0 | 0 | 0 | 190 | 0 | 0 | 0 | 0 | 0 | 0 | 0
2023-04-01 04:30 | 10 | 0 | 0 | 0 | 0 | 0 | 0 | 190 | 0 | 0 | 0 | 0 | 0 | 0 | 0
2023-04-01 05:00 | 11 | 0 | 0 | 0 | 0 | 0 | 0 | 190 | 0 | 0 | 0 | 0 | 0 | 0 | 0
2023-04-01 05:30 | 12 | 0 | 0 | 0 | 0 | 0 | 0 | 290 | 0 | 0 | 0 | 0 | 0 | 0 | 0
2023-04-01 06:00 | 13 | 0 | 0 | 0 | 0 | 0 | 0 | 290 | 0 | 0 | 0 | 0 | 0 | 0 | 0
2023-04-01 06:30 | 14 | 0 | 0 | 0 | 0 | 0 | 0 | 290 | 0 | 0 | 0 | 0 | 0 | 0 | 0
2023-04-01 07:00 | 15 | 0 | 0 | 0 | 0 | 0 | 0 | 290 | 0 | 0 | 0 | 0 | 0 | 0 | 0
2023-04-01 07:30 | 16 | 0 | 0 | 0 | 0 | 0 | 0 | 290 | 0 | 0 | 0 | 0 | 0 | 0 | 0
2023-04-01 08:00 | 17 | 0 | 0 | 0 | 0 | 0 | 0 | 290 | 0 | 0 | 0 | 0 | 0 | 0 | 0
2023-04-01 08:30 | 18 | 0 | 0 | 0 | 0 | 0 | 0 | 290 | 0 | 0 | 0 | 0 | 0 | 0 | 0
2023-04-01 09:00 | 19 | 0 | 0 | 0 | 0 | 0 | 0 | 290 | 0 | 0 | 0 | 0 | 0 | 0 | 0
2023-04-01 09:30 | 20 | 0 | 0 | 0 | 0 | 0 | 0 | 290 | 0 | 0 | 0 | 0 | 0 | 0 | 0
2023-04-01 10:00 | 21 | 0 | 0 | 0 | 0 | 0 | 0 | 190 | 0 | 0 | 0 | 0 | 0 | 0 | 0
2023-04-01 10:30 | 22 | 0 | 0 | 0 | 0 | 0 | 0 | 190 | 0 | 0 | 0 | 0 | 0 | 0 | 0
2023-04-01 11:00 | 23 | 0 | 0 | 0 | 0 | 0 | 0 | 190 | 0 | 0 | 0 | 0 | 0 | 0 | 0
2023-04-01 11:30 | 24 | 0 | 0 | 0 | 0 | 0 | 0 | 190 | 0 | 0 | 0 | 0 | 0 | 0 | 0
2023-04-01 12:00 | 1 | 0 | 0 | 0 | 0 | 0 | 0 | 190 | 0 | 0 | 0 | 0 | 0 | 0 | 0
2023-04-01 12:30 | 2 | 0 | 0 | 0 | 0 | 0 | 0 | 190 | 0 | 0 | 0 | 0 | 0 | 0 | 0
2023-04-01 13:00 | 3 | 0 | 0 | 0 | 0 | 0 | 0 | 190 | 0 | 0 | 0 | 0 | 0 | 0 | 0
2023-04-01 13:30 | 4 | 0 | 0 | 0 | 0 | 0 | 0 | 190 | 0 | 0 | 0 | 0 | 0 | 0 | 0
2023-04-01 14:00 | 5 | 0 | 0 | 0 | 0 | 0 | 0 | 190 | 0 | 0 | 0 | 0 | 0 | 0 | 0
2023-04-01 14:30 | 6 | 0 | 0 | 0 | 0 | 0 | 0 | 190 | 0 | 0 | 0 | 0 | 0 | 0 | 0
2023-04-01 15:00 | 7 | 0 | 0 | 0 | 0 | 0 | 0 | 190 | 0 | 0 | 0 | 0 | 0 | 0 | 0
2023-04-01 15:30 | 8 | 0 | 0 | 0 | 0 | 0 | 0 | 190 | 0 | 0 | 0 | 0 | 0 | 0 | 0
2023-04-01 16:00 | 9 | 0 | 0 | 0 | 0 | 0 | 0 | 190 | 0 | 0 | 0 | 0 | 0 | 0 | 0
2023-04-01 16:30 | 10 | 0 | 0 | 0 | 0 | 0 | 0 | 190 | 0 | 0 | 0 | 0 | 0 | 0 | 0
2023-04-01 17:00 | 11 | 0 | 0 | 0 | 0 | 0 | 0 | 190 | 0 | 0 | 0 | 0 | 0 | 0 | 0
2023-04-01 17:30 | 12 | 0 | 0 | 0 | 0 | 0 | 0 | 290 | 0 | 0 | 0 | 0 | 0 | 0 | 0
2023-04-01 18:00 | 13 | 0 | 0 | 0 | 0 | 0 | 0 | 290 | 0 | 0 | 0 | 0 | 0 | 0 | 0
2023-04-01 18:30 | 14 | 0 | 0 | 0 | 0 | 0 | 0 | 290 | 0 | 0 | 0 | 0 | 0 | 0 | 0
2023-04-01 19:00 | 15 | 0 | 0 | 0 | 0 | 0 | 0 | 290 | 0 | 0 | 0 | 0 | 0 | 0 | 0
2023-04-01 19:30 | 16 | 0 | 0 | 0 | 0 | 0 | 0 | 290 | 0 | 0 | 0 | 0 | 0 | 0 | 0
2023-04-01 20:00 | 17 | 0 | 0 | 0 | 0 | 0 | 0 | 290 | 0 | 0 | 0 | 0 | 0 | 0 | 0
2023-04-01 20:30 | 18 | 0 | 0 | 0 | 0 | 0 | 0 | 290 | 0 | 0 | 0 | 0 | 0 | 0 | 0
2023-04-01 21:00 | 19 | 0 | 0 | 0 | 0 | 0 | 0 | 290 | 0 | 0 | 0 | 0 | 0 | 0 | 0
2023-04-01 21:30 | 20 | 0 | 0 | 0 | 0 | 0 | 0 | 290 | 0 | 0 | 0 | 0 | 0 | 0 | 0
2023-04-01 22:00 | 21 | 0 | 0 | 0 | 0 | 0 | 0 | 190 | 0 | 0 | 0 | 0 | 0 | 0 | 0
2023-04-01 22:30 | 22 | 0 | 0 | 0 | 0 | 0 | 0 | 190 | 0 | 0 | 0 | 0 | 0 | 0 | 0
2023-04-01 23:00 | 23 | 0 | 0 | 0 | 0 | 0 | 0 | 190 | 0 | 0 | 0 | 0 | 0 | 0 | 0
2023-04-01 23:30 | 24 | 0 | 0 | 0 | 0 | 0 | 0 | 190 | 0 | 0 | 0 | 0 | 0 | 0 | 0
2023-04-02 | 1 | 0 | 0 | 0 | 0 | 0 | 0 | 190 | 0 | 0 | 0 | 0 | 0 | 0 | 0
2023-04-02 00:30 | 2 | 0 | 0 | 0 | 0 | 0 | 0 | 190 | 0 | 0 | 0 | 0 | 0 | 0 | 0
2023-04-02 01:00 | 3 | 0 | 0 | 0 | 0 | 0 | 0 | 190 | 0 | 0 | 0 | 0 | 0 | 0 | 0
2023-04-02 01:30 | 4 | 0 | 0 | 0 | 0 | 0 | 0 | 190 | 0 | 0 | 0 | 0 | 0 | 0 | 0
2023-04-02 02:00 | 5 | 0 | 0 | 0 | 0 | 0 | 0 | 190 | 0 | 0 | 0 | 0 | 0 | 0 | 0
2023-04-02 02:30 | 6 | 0 | 0 | 0 | 0 | 0 | 0 | 190 | 0 | 0 | 0 | 0 | 0 | 0 | 0
2023-04-02 03:00 | 7 | 0 | 0 | 0 | 0 | 0 | 0 | 190 | 0 | 0 | 0 | 0 | 0 | 0 | 0
2023-04-02 03:30 | 8 | 0 | 0 | 0 | 0 | 0 | 0 | 190 | 0 | 0 | 0 | 0 | 0 | 0 | 0
2023-04-02 04:00 | 9 | 0 | 0 | 0 | 0 | 0 | 0 | 190 | 0 | 0 | 0 | 0 | 0 | 0 | 0
2023-04-02 04:30 | 10 | 0 | 0 | 0 | 0 | 0 | 0 | 190 | 0 | 0 | 0 | 0 | 0 | 0 | 0
2023-04-02 05:00 | 11 | 0 | 0 | 0 | 0 | 0 | 0 | 190 | 0 | 0 | 0 | 0 | 0 | 0 | 0
2023-04-02 05:30 | 12 | 0 | 0 | 0 | 0 | 0 | 0 | 290 | 0 | 0 | 0 | 0 | 0 | 0 | 0
2023-04-02 06:00 | 13 | 0 | 0 | 0 | 0 | 0 | 0 | 290 | 0 | 0 | 0 | 0 | 0 | 0 | 0
2023-04-02 06:30 | 14 | 0 | 0 | 0 | 0 | 0 | 0 | 290 | 0 | 0 | 0 | 0 | 0 | 0 | 0
2023-04-02 07:00 | 15 | 0 | 0 | 0 | 0 | 0 | 0 | 290 | 0 | 0 | 0 | 0 | 0 | 0 | 0
2023-04-02 07:30 | 16 | 0 | 0 | 0 | 0 | 0 | 0 | 290 | 0 | 0 | 0 | 0 | 0 | 0 | 0
2023-04-02 08:00 | 17 | 0 | 0 | 0 | 0 | 0 | 0 | 290 | 0 | 0 | 0 | 0 | 0 | 0 | 0
2023-04-02 08:30 | 18 | 0 | 0 | 0 | 0 | 0 | 0 | 290 | 0 | 0 | 0 | 0 | 0 | 0 | 0
2023-04-02 09:00 | 19 | 0 | 0 | 0 | 0 | 0 | 0 | 290 | 0 | 0 | 0 | 0 | 0 | 0 | 0
2023-04-02 09:30 | 20 | 0 | 0 | 0 | 0 | 0 | 0 | 290 | 0 | 0 | 0 | 0 | 0 | 0 | 0
2023-04-02 10:00 | 21 | 0 | 0 | 0 | 0 | 0 | 0 | 190 | 0 | 0 | 0 | 0 | 0 | 0 | 0
2023-04-02 10:30 | 22 | 0 | 0 | 0 | 0 | 0 | 0 | 190 | 0 | 0 | 0 | 0 | 0 | 0 | 0
2023-04-02 11:00 | 23 | 0 | 0 | 0 | 0 | 0 | 0 | 190 | 0 | 0 | 0 | 0 | 0 | 0 | 0
2023-04-02 11:30 | 24 | 0 | 0 | 0 | 0 | 0 | 0 | 190 | 0 | 0 | 0 | 0 | 0 | 0 | 0
2023-04-02 12:00 | 1 | 0 | 0 | 0 | 0 | 0 | 0 | 190 | 0 | 0 | 0 | 0 | 0 | 0 | 0
2023-04-02 12:30 | 2 | 0 | 0 | 0 | 0 | 0 | 0 | 190 | 0 | 0 | 0 | 0 | 0 | 0 | 0
2023-04-02 13:00 | 3 | 0 | 0 | 0 | 0 | 0 | 0 | 190 | 0 | 0 | 0 | 0 | 0 | 0 | 0
2023-04-02 13:30 | 4 | 0 | 0 | 0 | 0 | 0 | 0 | 190 | 0 | 0 | 0 | 0 | 0 | 0 | 0
2023-04-02 14:00 | 5 | 0 | 0 | 0 | 0 | 0 | 0 | 190 | 0 | 0 | 0 | 0 | 0 | 0 | 0
2023-04-02 14:30 | 6 | 0 | 0 | 0 | 0 | 0 | 0 | 190 | 0 | 0 | 0 | 0 | 0 | 0 | 0
2023-04-02 15:00 | 7 | 0 | 0 | 0 | 0 | 0 | 0 | 190 | 0 | 0 | 0 | 0 | 0 | 0 | 0
2023-04-02 15:30 | 8 | 0 | 0 | 0 | 0 | 0 | 0 | 190 | 0 | 0 | 0 | 0 | 0 | 0 | 0
2023-04-02 16:00 | 9 | 0 | 0 | 0 | 0 | 0 | 0 | 190 | 0 | 0 | 0 | 0 | 0 | 0 | 0
2023-04-02 16:30 | 10 | 0 | 0 | 0 | 0 | 0 | 0 | 190 | 0 | 0 | 0 | 0 | 0 | 0 | 0
2023-04-02 17:00 | 11 | 0 | 0 | 0 | 0 | 0 | 0 | 190 | 0 | 0 | 0 | 0 | 0 | 0 | 0
2023-04-02 17:30 | 12 | 0 | 0 | 0 | 0 | 0 | 0 | 290 | 0 | 0 | 0 | 0 | 0 | 0 | 0
2023-04-02 18:00 | 13 | 0 | 0 | 0 | 0 | 0 | 0 | 290 | 0 | 0 | 0 | 0 | 0 | 0 | 0
2023-04-02 18:30 | 14 | 0 | 0 | 0 | 0 | 0 | 0 | 290 | 0 | 0 | 0 | 0 | 0 | 0 | 0
2023-04-02 19:00 | 15 | 0 | 0 | 0 | 0 | 0 | 0 | 290 | 0 | 0 | 0 | 0 | 0 | 0 | 0
2023-04-02 19:30 | 16 | 0 | 0 | 0 | 0 | 0 | 0 | 290 | 0 | 0 | 0 | 0 | 0 | 0 | 0
2023-04-02 20:00 | 17 | 0 | 0 | 0 | 0 | 0 | 0 | 290 | 0 | 0 | 0 | 0 | 0 | 0 | 0
2023-04-02 20:30 | 18 | 0 | 0 | 0 | 0 | 0 | 0 | 290 | 0 | 0 | 0 | 0 | 0 | 0 | 0
2023-04-02 21:00 | 19 | 0 | 0 | 0 | 0 | 0 | 0 | 290 | 0 | 0 | 0 | 0 | 0 | 0 | 0
2023-04-02 21:30 | 20 | 0 | 0 | 0 | 0 | 0 | 0 | 290 | 0 | 0 | 0 | 0 | 0 | 0 | 0
2023-04-02 22:00 | 21 | 0 | 0 | 0 | 0 | 0 | 0 | 190 | 0 | 0 | 0 | 0 | 0 | 0 | 0
2023-04-02 22:30 | 22 | 0 | 0 | 0 | 0 | 0 | 0 | 190 | 0 | 0 | 0 | 0 | 0 | 0 | 0
2023-04-02 23:00 | 23 | 0 | 0 | 0 | 0 | 0 | 0 | 190 | 0 | 0 | 0 | 0 | 0 | 0 | 0
2023-04-02 23:30 | 24 | 0 | 0 | 0 | 0 | 0 | 0 | 190 | 0 | 0 | 0 | 0 | 0 | 0 | 0
2023-04-03 | 1 | 0 | 0 | 0 | 0 | 0 | 0 | 190 | 0 | 0 | 0 | 0 | 0 | 0 | 0
2023-04-03 00:30 | 2 | 0 | 0 | 0 | 0 | 0 | 0 | 190 | 0 | 0 | 0 | 0 | 0 | 0 | 0
2023-04-03 01:00 | 3 | 0 | 0 | 0 | 0 | 0 | 0 | 190 | 0 | 0 | 0 | 0 | 0 | 0 | 0
2023-04-03 01:30 | 4 | 0 | 0 | 0 | 0 | 0 | 0 | 190 | 0 | 0 | 0 | 0 | 0 | 0 | 0
2023-04-03 02:00 | 5 | 0 | 0 | 0 | 0 | 0 | 0 | 190 | 0 | 0 | 0 | 0 | 0 | 0 | 0
2023-04-03 02:30 | 6 | 0 | 0 | 0 | 0 | 0 | 0 | 190 | 0 | 0 | 0 | 0 | 0 | 0 | 0
2023-04-03 03:00 | 7 | 0 | 0 | 0 | 0 | 0 | 0 | 190 | 0 | 0 | 0 | 0 | 0 | 0 | 0
2023-04-03 03:30 | 8 | 0 | 0 | 0 | 0 | 0 | 0 | 190 | 0 | 0 | 0 | 0 | 0 | 0 | 0
2023-04-03 04:00 | 9 | 0 | 0 | 0 | 0 | 0 | 0 | 190 | 0 | 0 | 0 | 0 | 0 | 0 | 0
2023-04-03 04:30 | 10 | 0 | 0 | 0 | 0 | 0 | 0 | 190 | 0 | 0 | 0 | 0 | 0 | 0 | 0
2023-04-03 05:00 | 11 | 0 | 0 | 0 | 0 | 0 | 0 | 190 | 0 | 0 | 0 | 0 | 0 | 0 | 0
2023-04-03 05:30 | 12 | 0 | 0 | 0 | 0 | 0 | 0 | 290 | 0 | 0 | 0 | 0 | 0 | 0 | 0
2023-04-03 06:00 | 13 | 0 | 0 | 0 | 0 | 0 | 0 | 290 | 0 | 0 | 0 | 0 | 0 | 0 | 0
2023-04-03 06:30 | 14 | 0 | 0 | 0 | 0 | 0 | 0 | 290 | 0 | 0 | 0 | 0 | 0 | 0 | 0
2023-04-03 07:00 | 15 | 0 | 0 | 0 | 0 | 0 | 0 | 290 | 0 | 0 | 0 | 0 | 0 | 0 | 0
2023-04-03 07:30 | 16 | 0 | 0 | 0 | 0 | 0 | 0 | 290 | 0 | 0 | 0 | 0 | 0 | 0 | 0
2023-04-03 08:00 | 17 | 0 | 0 | 0 | 0 | 0 | 0 | 290 | 0 | 0 | 0 | 0 | 0 | 0 | 0
2023-04-03 08:30 | 18 | 0 | 0 | 0 | 0 | 0 | 0 | 290 | 0 | 0 | 0 | 0 | 0 | 0 | 0
2023-04-03 09:00 | 19 | 0 | 0 | 0 | 0 | 0 | 0 | 290 | 0 | 0 | 0 | 0 | 0 | 0 | 0
2023-04-03 09:30 | 20 | 0 | 0 | 0 | 0 | 0 | 0 | 290 | 0 | 0 | 0 | 0 | 0 | 0 | 0
2023-04-03 10:00 | 21 | 0 | 0 | 0 | 0 | 0 | 0 | 190 | 0 | 0 | 0 | 0 | 0 | 0 | 0
2023-04-03 10:30 | 22 | 0 | 0 | 0 | 0 | 0 | 0 | 190 | 0 | 0 | 0 | 0 | 0 | 0 | 0
2023-04-03 11:00 | 23 | 0 | 0 | 0 | 0 | 0 | 0 | 190 | 0 | 0 | 0 | 0 | 0 | 0 | 0
2023-04-03 11:30 | 24 | 0 | 0 | 0 | 0 | 0 | 0 | 190 | 0 | 0 | 0 | 0 | 0 | 0 | 0
2023-04-03 12:00 | 1 | 0 | 0 | 0 | 0 | 0 | 0 | 190 | 0 | 0 | 0 | 0 | 0 | 0 | 0
2023-04-03 12:30 | 2 | 0 | 0 | 0 | 0 | 0 | 0 | 190 | 0 | 0 | 0 | 0 | 0 | 0 | 0
2023-04-03 13:00 | 3 | 0 | 0 | 0 | 0 | 0 | 0 | 190 | 0 | 0 | 0 | 0 | 0 | 0 | 0
2023-04-03 13:30 | 4 | 0 | 0 | 0 | 0 | 0 | 0 | 190 | 0 | 0 | 0 | 0 | 0 | 0 | 0
2023-04-03 14:00 | 5 | 0 | 0 | 0 | 0 | 0 | 0 | 190 | 0 | 0 | 0 | 0 | 0 | 0 | 0
2023-04-03 14:30 | 6 | 0 | 0 | 0 | 0 | 0 | 0 | 190 | 0 | 0 | 0 | 0 | 0 | 0 | 0
2023-04-03 15:00 | 7 | 0 | 0 | 0 | 0 | 0 | 0 | 190 | 0 | 0 | 0 | 0 | 0 | 0 | 0
2023-04-03 15:30 | 8 | 0 | 0 | 0 | 0 | 0 | 0 | 190 | 0 | 0 | 0 | 0 | 0 | 0 | 0
2023-04-03 16:00 | 9 | 0 | 0 | 0 | 0 | 0 | 0 | 190 | 0 | 0 | 0 | 0 | 0 | 0 | 0
2023-04-03 16:30 | 10 | 0 | 0 | 0 | 0 | 0 | 0 | 190 | 0 | 0 | 0 | 0 | 0 | 0 | 0
2023-04-03 17:00 | 11 | 0 | 0 | 0 | 0 | 0 | 0 | 190 | 0 | 0 | 0 | 0 | 0 | 0 | 0
2023-04-03 17:30 | 12 | 0 | 0 | 0 | 0 | 0 | 0 | 290 | 0 | 0 | 0 | 0 | 0 | 0 | 0
2023-04-03 18:00 | 13 | 0 | 0 | 0 | 0 | 0 | 0 | 290 | 0 | 0 | 0 | 0 | 0 | 0 | 0
2023-04-03 18:30 | 14 | 0 | 0 | 0 | 0 | 0 | 0 | 290 | 0 | 0 | 0 | 0 | 0 | 0 | 0
2023-04-03 19:00 | 15 | 0 | 0 | 0 | 0 | 0 | 0 | 290 | 0 | 0 | 0 | 0 | 0 | 0 | 0
2023-04-03 19:30 | 16 | 0 | 0 | 0 | 0 | 0 | 0 | 290 | 0 | 0 | 0 | 0 | 0 | 0 | 0
2023-04-03 20:00 | 17 | 0 | 0 | 0 | 0 | 0 | 0 | 290 | 0 | 0 | 0 | 0 | 0 | 0 | 0
2023-04-03 20:30 | 18 | 0 | 0 | 0 | 0 | 0 | 0 | 290 | 0 | 0 | 0 | 0 | 0 | 0 | 0
2023-04-03 21:00 | 19 | 0 | 0 | 0 | 0 | 0 | 0 | 290 | 0 | 0 | 0 | 0 | 0 | 0 | 0
2023-04-03 21:30 | 20 | 0 | 0 | 0 | 0 | 0 | 0 | 290 | 0 | 0 | 0 | 0 | 0 | 0 | 0
2023-04-03 22:00 | 21 | 0 | 0 | 0 | 0 | 0 | 0 | 190 | 0 | 0 | 0 | 0 | 0 | 0 | 0
2023-04-03 22:30 | 22 | 0 | 0 | 0 | 0 | 0 | 0 | 190 | 0 | 0 | 0 | 0 | 0 | 0 | 0
2023-04-03 23:00 | 23 | 0 | 0 | 0 | 0 | 0 | 0 | 190 | 0 | 0 | 0 | 0 | 0 | 0 | 0
2023-04-03 23:30 | 24 | 0 | 0 | 0 | 0 | 0 | 0 | 190 | 0 | 0 | 0 | 0 | 0 | 0 | 0
2023-04-04 | 1 | 0 | 0 | 0 | 0 | 0 | 0 | 190 | 0 | 0 | 0 | 0 | 0 | 0 | 0
2023-04-04 00:30 | 2 | 0 | 0 | 0 | 0 | 0 | 0 | 190 | 0 | 0 | 0 | 0 | 0 | 0 | 0
2023-04-04 01:00 | 3 | 0 | 0 | 0 | 0 | 0 | 0 | 190 | 0 | 0 | 0 | 0 | 0 | 0 | 0
2023-04-04 01:30 | 4 | 0 | 0 | 0 | 0 | 0 | 0 | 190 | 0 | 0 | 0 | 0 | 0 | 0 | 0
2023-04-04 02:00 | 5 | 0 | 0 | 0 | 0 | 0 | 0 | 190 | 0 | 0 | 0 | 0 | 0 | 0 | 0
2023-04-04 02:30 | 6 | 0 | 0 | 0 | 0 | 0 | 0 | 190 | 0 | 0 | 0 | 0 | 0 | 0 | 0
2023-04-04 03:00 | 7 | 0 | 0 | 0 | 0 | 0 | 0 | 190 | 0 | 0 | 0 | 0 | 0 | 0 | 0
2023-04-04 03:30 | 8 | 0 | 0 | 0 | 0 | 0 | 0 | 190 | 0 | 0 | 0 | 0 | 0 | 0 | 0
2023-04-04 04:00 | 9 | 0 | 0 | 0 | 0 | 0 | 0 | 190 | 0 | 0 | 0 | 0 | 0 | 0 | 0
2023-04-04 04:30 | 10 | 0 | 0 | 0 | 0 | 0 | 0 | 190 | 0 | 0 | 0 | 0 | 0 | 0 | 0
2023-04-04 05:00 | 11 | 0 | 0 | 0 | 0 | 0 | 0 | 190 | 0 | 0 | 0 | 0 | 0 | 0 | 0
2023-04-04 05:30 | 12 | 0 | 0 | 0 | 0 | 0 | 0 | 290 | 0 | 0 | 0 | 0 | 0 | 0 | 0
2023-04-04 06:00 | 13 | 0 | 0 | 0 | 0 | 0 | 0 | 290 | 0 | 0 | 0 | 0 | 0 | 0 | 0
2023-04-04 06:30 | 14 | 0 | 0 | 0 | 0 | 0 | 0 | 290 | 0 | 0 | 0 | 0 | 0 | 0 | 0
2023-04-04 07:00 | 15 | 0 | 0 | 0 | 0 | 0 | 0 | 290 | 0 | 0 | 0 | 0 | 0 | 0 | 0
2023-04-04 07:30 | 16 | 0 | 0 | 0 | 0 | 0 | 0 | 290 | 0 | 0 | 0 | 0 | 0 | 0 | 0
2023-04-04 08:00 | 17 | 0 | 0 | 0 | 0 | 0 | 0 | 290 | 0 | 0 | 0 | 0 | 0 | 0 | 0
2023-04-04 08:30 | 18 | 0 | 0 | 0 | 0 | 0 | 0 | 290 | 0 | 0 | 0 | 0 | 0 | 0 | 0
2023-04-04 09:00 | 19 | 0 | 0 | 0 | 0 | 0 | 0 | 290 | 0 | 0 | 0 | 0 | 0 | 0 | 0
2023-04-04 09:30 | 20 | 0 | 0 | 0 | 0 | 0 | 0 | 290 | 0 | 0 | 0 | 0 | 0 | 0 | 0
2023-04-04 10:00 | 21 | 0 | 0 | 0 | 0 | 0 | 0 | 190 | 0 | 0 | 0 | 0 | 0 | 0 | 0
2023-04-04 10:30 | 22 | 0 | 0 | 0 | 0 | 0 | 0 | 190 | 0 | 0 | 0 | 0 | 0 | 0 | 0
2023-04-04 11:00 | 23 | 0 | 0 | 0 | 0 | 0 | 0 | 190 | 0 | 0 | 0 | 0 | 0 | 0 | 0
2023-04-04 11:30 | 24 | 0 | 0 | 0 | 0 | 0 | 0 | 190 | 0 | 0 | 0 | 0 | 0 | 0 | 0
2023-04-04 12:00 | 1 | 0 | 0 | 0 | 0 | 0 | 0 | 190 | 0 | 0 | 0 | 0 | 0 | 0 | 0
2023-04-04 12:30 | 2 | 0 | 0 | 0 | 0 | 0 | 0 | 190 | 0 | 0 | 0 | 0 | 0 | 0 | 0
2023-04-04 13:00 | 3 | 0 | 0 | 0 | 0 | 0 | 0 | 190 | 0 | 0 | 0 | 0 | 0 | 0 | 0
2023-04-04 13:30 | 4 | 0 | 0 | 0 | 0 | 0 | 0 | 190 | 0 | 0 | 0 | 0 | 0 | 0 | 0
2023-04-04 14:00 | 5 | 0 | 0 | 0 | 0 | 0 | 0 | 190 | 0 | 0 | 0 | 0 | 0 | 0 | 0
2023-04-04 14:30 | 6 | 0 | 0 | 0 | 0 | 0 | 0 | 190 | 0 | 0 | 0 | 0 | 0 | 0 | 0
2023-04-04 15:00 | 7 | 0 | 0 | 0 | 0 | 0 | 0 | 190 | 0 | 0 | 0 | 0 | 0 | 0 | 0
2023-04-04 15:30 | 8 | 0 | 0 | 0 | 0 | 0 | 0 | 190 | 0 | 0 | 0 | 0 | 0 | 0 | 0
2023-04-04 16:00 | 9 | 0 | 0 | 0 | 0 | 0 | 0 | 190 | 0 | 0 | 0 | 0 | 0 | 0 | 0
2023-04-04 16:30 | 10 | 0 | 0 | 0 | 0 | 0 | 0 | 190 | 0 | 0 | 0 | 0 | 0 | 0 | 0
2023-04-04 17:00 | 11 | 0 | 0 | 0 | 0 | 0 | 0 | 190 | 0 | 0 | 0 | 0 | 0 | 0 | 0
2023-04-04 17:30 | 12 | 0 | 0 | 0 | 0 | 0 | 0 | 290 | 0 | 0 | 0 | 0 | 0 | 0 | 0
2023-04-04 18:00 | 13 | 0 | 0 | 0 | 0 | 0 | 0 | 290 | 0 | 0 | 0 | 0 | 0 | 0 | 0
2023-04-04 18:30 | 14 | 0 | 0 | 0 | 0 | 0 | 0 | 290 | 0 | 0 | 0 | 0 | 0 | 0 | 0
2023-04-04 19:00 | 15 | 0 | 0 | 0 | 0 | 0 | 0 | 290 | 0 | 0 | 0 | 0 | 0 | 0 | 0
2023-04-04 19:30 | 16 | 0 | 0 | 0 | 0 | 0 | 0 | 290 | 0 | 0 | 0 | 0 | 0 | 0 | 0
2023-04-04 20:00 | 17 | 0 | 0 | 0 | 0 | 0 | 0 | 290 | 0 | 0 | 0 | 0 | 0 | 0 | 0
2023-04-04 20:30 | 18 | 0 | 0 | 0 | 0 | 0 | 0 | 290 | 0 | 0 | 0 | 0 | 0 | 0 | 0
2023-04-04 21:00 | 19 | 0 | 0 | 0 | 0 | 0 | 0 | 290 | 0 | 0 | 0 | 0 | 0 | 0 | 0
2023-04-04 21:30 | 20 | 0 | 0 | 0 | 0 | 0 | 0 | 290 | 0 | 0 | 0 | 0 | 0 | 0 | 0
2023-04-04 22:00 | 21 | 0 | 0 | 0 | 0 | 0 | 0 | 190 | 0 | 0 | 0 | 0 | 0 | 0 | 0
2023-04-04 22:30 | 22 | 0 | 0 | 0 | 0 | 0 | 0 | 190 | 0 | 0 | 0 | 0 | 0 | 0 | 0
2023-04-04 23:00 | 23 | 0 | 0 | 0 | 0 | 0 | 0 | 190 | 0 | 0 | 0 | 0 | 0 | 0 | 0
2023-04-04 23:30 | 24 | 0 | 0 | 0 | 0 | 0 | 0 | 190 | 0 | 0 | 0 | 0 | 0 | 0 | 0
2023-04-05 | 1 | 0 | 0 | 0 | 0 | 0 | 0 | 190 | 0 | 0 | 0 | 0 | 0 | 0 | 0
2023-04-05 00:30 | 2 | 0 | 0 | 0 | 0 | 0 | 0 | 190 | 0 | 0 | 0 | 0 | 0 | 0 | 0
2023-04-05 01:00 | 3 | 0 | 0 | 0 | 0 | 0 | 0 | 190 | 0 | 0 | 0 | 0 | 0 | 0 | 0
2023-04-05 01:30 | 4 | 0 | 0 | 0 | 0 | 0 | 0 | 190 | 0 | 0 | 0 | 0 | 0 | 0 | 0
2023-04-05 02:00 | 5 | 0 | 0 | 0 | 0 | 0 | 0 | 190 | 0 | 0 | 0 | 0 | 0 | 0 | 0
2023-04-05 02:30 | 6 | 0 | 0 | 0 | 0 | 0 | 0 | 190 | 0 | 0 | 0 | 0 | 0 | 0 | 0
2023-04-05 03:00 | 7 | 0 | 0 | 0 | 0 | 0 | 0 | 190 | 0 | 0 | 0 | 0 | 0 | 0 | 0
2023-04-05 03:30 | 8 | 0 | 0 | 0 | 0 | 0 | 0 | 190 | 0 | 0 | 0 | 0 | 0 | 0 | 0
2023-04-05 04:00 | 9 | 0 | 0 | 0 | 0 | 0 | 0 | 190 | 0 | 0 | 0 | 0 | 0 | 0 | 0
2023-04-05 04:30 | 10 | 0 | 0 | 0 | 0 | 0 | 0 | 190 | 0 | 0 | 0 | 0 | 0 | 0 | 0
2023-04-05 05:00 | 11 | 0 | 0 | 0 | 0 | 0 | 0 | 190 | 0 | 0 | 0 | 0 | 0 | 0 | 0
2023-04-05 05:30 | 12 | 0 | 0 | 0 | 0 | 0 | 0 | 290 | 0 | 0 | 0 | 0 | 0 | 0 | 0
2023-04-05 06:00 | 13 | 0 | 0 | 0 | 0 | 0 | 0 | 290 | 0 | 0 | 0 | 0 | 0 | 0 | 0
2023-04-05 06:30 | 14 | 0 | 0 | 0 | 0 | 0 | 0 | 290 | 0 | 0 | 0 | 0 | 0 | 0 | 0
2023-04-05 07:00 | 15 | 0 | 0 | 0 | 0 | 0 | 0 | 290 | 0 | 0 | 0 | 0 | 0 | 0 | 0
2023-04-05 07:30 | 16 | 0 | 0 | 0 | 0 | 0 | 0 | 290 | 0 | 0 | 0 | 0 | 0 | 0 | 0
2023-04-05 08:00 | 17 | 0 | 0 | 0 | 0 | 0 | 0 | 290 | 0 | 0 | 0 | 0 | 0 | 0 | 0
2023-04-05 08:30 | 18 | 0 | 0 | 0 | 0 | 0 | 0 | 290 | 0 | 0 | 0 | 0 | 0 | 0 | 0
2023-04-05 09:00 | 19 | 0 | 0 | 0 | 0 | 0 | 0 | 290 | 0 | 0 | 0 | 0 | 0 | 0 | 0
2023-04-05 09:30 | 20 | 0 | 0 | 0 | 0 | 0 | 0 | 290 | 0 | 0 | 0 | 0 | 0 | 0 | 0
2023-04-05 10:00 | 21 | 0 | 0 | 0 | 0 | 0 | 0 | 190 | 0 | 0 | 0 | 0 | 0 | 0 | 0
2023-04-05 10:30 | 22 | 0 | 0 | 0 | 0 | 0 | 0 | 190 | 0 | 0 | 0 | 0 | 0 | 0 | 0
2023-04-05 11:00 | 23 | 0 | 0 | 0 | 0 | 0 | 0 | 190 | 0 | 0 | 0 | 0 | 0 | 0 | 0
2023-04-05 11:30 | 24 | 0 | 0 | 0 | 0 | 0 | 0 | 190 | 0 | 0 | 0 | 0 | 0 | 0 | 0
2023-04-05 12:00 | 1 | 0 | 0 | 0 | 0 | 0 | 0 | 190 | 0 | 0 | 0 | 0 | 0 | 0 | 0
2023-04-05 12:30 | 2 | 0 | 0 | 0 | 0 | 0 | 0 | 190 | 0 | 0 | 0 | 0 | 0 | 0 | 0
2023-04-05 13:00 | 3 | 0 | 0 | 0 | 0 | 0 | 0 | 190 | 0 | 0 | 0 | 0 | 0 | 0 | 0
2023-04-05 13:30 | 4 | 0 | 0 | 0 | 0 | 0 | 0 | 190 | 0 | 0 | 0 | 0 | 0 | 0 | 0
2023-04-05 14:00 | 5 | 0 | 0 | 0 | 0 | 0 | 0 | 190 | 0 | 0 | 0 | 0 | 0 | 0 | 0
2023-04-05 14:30 | 6 | 0 | 0 | 0 | 0 | 0 | 0 | 190 | 0 | 0 | 0 | 0 | 0 | 0 | 0
2023-04-05 15:00 | 7 | 0 | 0 | 0 | 0 | 0 | 0 | 190 | 0 | 0 | 0 | 0 | 0 | 0 | 0
2023-04-05 15:30 | 8 | 0 | 0 | 0 | 0 | 0 | 0 | 190 | 0 | 0 | 0 | 0 | 0 | 0 | 0
2023-04-05 16:00 | 9 | 0 | 0 | 0 | 0 | 0 | 0 | 190 | 0 | 0 | 0 | 0 | 0 | 0 | 0
2023-04-05 16:30 | 10 | 0 | 0 | 0 | 0 | 0 | 0 | 190 | 0 | 0 | 0 | 0 | 0 | 0 | 0
2023-04-05 17:00 | 11 | 0 | 0 | 0 | 0 | 0 | 0 | 190 | 0 | 0 | 0 | 0 | 0 | 0 | 0
2023-04-05 17:30 | 12 | 0 | 0 | 0 | 0 | 0 | 0 | 290 | 0 | 0 | 0 | 0 | 0 | 0 | 0
2023-04-05 18:00 | 13 | 0 | 0 | 0 | 0 | 0 | 0 | 290 | 0 | 0 | 0 | 0 | 0 | 0 | 0
2023-04-05 18:30 | 14 | 0 | 0 | 0 | 0 | 0 | 0 | 290 | 0 | 0 | 0 | 0 | 0 | 0 | 0
2023-04-05 19:00 | 15 | 0 | 0 | 0 | 0 | 0 | 0 | 290 | 0 | 0 | 0 | 0 | 0 | 0 | 0
2023-04-05 19:30 | 16 | 0 | 0 | 0 | 0 | 0 | 0 | 290 | 0 | 0 | 0 | 0 | 0 | 0 | 0
2023-04-05 20:00 | 17 | 0 | 0 | 0 | 0 | 0 | 0 | 290 | 0 | 0 | 0 | 0 | 0 | 0 | 0
2023-04-05 20:30 | 18 | 0 | 0 | 0 | 0 | 0 | 0 | 290 | 0 | 0 | 0 | 0 | 0 | 0 | 0
2023-04-05 21:00 | 19 | 0 | 0 | 0 | 0 | 0 | 0 | 290 | 0 | 0 | 0 | 0 | 0 | 0 | 0
2023-04-05 21:30 | 20 | 0 | 0 | 0 | 0 | 0 | 0 | 290 | 0 | 0 | 0 | 0 | 0 | 0 | 0
2023-04-05 22:00 | 21 | 0 | 0 | 0 | 0 | 0 | 0 | 190 | 0 | 0 | 0 | 0 | 0 | 0 | 0
2023-04-05 22:30 | 22 | 0 | 0 | 0 | 0 | 0 | 0 | 190 | 0 | 0 | 0 | 0 | 0 | 0 | 0
2023-04-05 23:00 | 23 | 0 | 0 | 0 | 0 | 0 | 0 | 190 | 0 | 0 | 0 | 0 | 0 | 0 | 0
2023-04-05 23:30 | 24 | 0 | 0 | 0 | 0 | 0 | 0 | 190 | 0 | 0 | 0 | 0 | 0 | 0 | 0
2023-04-06 | 1 | 0 | 0 | 0 | 0 | 0 | 0 | 190 | 0 | 0 | 0 | 0 | 0 | 0 | 0
2023-04-06 00:30 | 2 | 0 | 0 | 0 | 0 | 0 | 0 | 190 | 0 | 0 | 0 | 0 | 0 | 0 | 0
2023-04-06 01:00 | 3 | 0 | 0 | 0 | 0 | 0 | 0 | 190 | 0 | 0 | 0 | 0 | 0 | 0 | 0
2023-04-06 01:30 | 4 | 0 | 0 | 0 | 0 | 0 | 0 | 190 | 0 | 0 | 0 | 0 | 0 | 0 | 0
2023-04-06 02:00 | 5 | 0 | 0 | 0 | 0 | 0 | 0 | 190 | 0 | 0 | 0 | 0 | 0 | 0 | 0
2023-04-06 02:30 | 6 | 0 | 0 | 0 | 0 | 0 | 0 | 190 | 0 | 0 | 0 | 0 | 0 | 0 | 0
2023-04-06 03:00 | 7 | 0 | 0 | 0 | 0 | 0 | 0 | 190 | 0 | 0 | 0 | 0 | 0 | 0 | 0
2023-04-06 03:30 | 8 | 0 | 0 | 0 | 0 | 0 | 0 | 190 | 0 | 0 | 0 | 0 | 0 | 0 | 0
2023-04-06 04:00 | 9 | 0 | 0 | 0 | 0 | 0 | 0 | 190 | 0 | 0 | 0 | 0 | 0 | 0 | 0
2023-04-06 04:30 | 10 | 0 | 0 | 0 | 0 | 0 | 0 | 190 | 0 | 0 | 0 | 0 | 0 | 0 | 0
2023-04-06 05:00 | 11 | 0 | 0 | 0 | 0 | 0 | 0 | 190 | 0 | 0 | 0 | 0 | 0 | 0 | 0
2023-04-06 05:30 | 12 | 0 | 0 | 0 | 0 | 0 | 0 | 290 | 0 | 0 | 0 | 0 | 0 | 0 | 0
2023-04-06 06:00 | 13 | 0 | 0 | 0 | 0 | 0 | 0 | 290 | 0 | 0 | 0 | 0 | 0 | 0 | 0
2023-04-06 06:30 | 14 | 0 | 0 | 0 | 0 | 0 | 0 | 290 | 0 | 0 | 0 | 0 | 0 | 0 | 0
2023-04-06 07:00 | 15 | 0 | 0 | 0 | 0 | 0 | 0 | 290 | 0 | 0 | 0 | 0 | 0 | 0 | 0
2023-04-06 07:30 | 16 | 0 | 0 | 0 | 0 | 0 | 0 | 290 | 0 | 0 | 0 | 0 | 0 | 0 | 0
2023-04-06 08:00 | 17 | 0 | 0 | 0 | 0 | 0 | 0 | 290 | 0 | 0 | 0 | 0 | 0 | 0 | 0
2023-04-06 08:30 | 18 | 0 | 0 | 0 | 0 | 0 | 0 | 290 | 0 | 0 | 0 | 0 | 0 | 0 | 0
2023-04-06 09:00 | 19 | 0 | 0 | 0 | 0 | 0 | 0 | 290 | 0 | 0 | 0 | 0 | 0 | 0 | 0
2023-04-06 09:30 | 20 | 0 | 0 | 0 | 0 | 0 | 0 | 290 | 0 | 0 | 0 | 0 | 0 | 0 | 0
2023-04-06 10:00 | 21 | 0 | 0 | 0 | 0 | 0 | 0 | 190 | 0 | 0 | 0 | 0 | 0 | 0 | 0
2023-04-06 10:30 | 22 | 0 | 0 | 0 | 0 | 0 | 0 | 190 | 0 | 0 | 0 | 0 | 0 | 0 | 0
2023-04-06 11:00 | 23 | 0 | 0 | 0 | 0 | 0 | 0 | 190 | 0 | 0 | 0 | 0 | 0 | 0 | 0
2023-04-06 11:30 | 24 | 0 | 0 | 0 | 0 | 0 | 0 | 190 | 0 | 0 | 0 | 0 | 0 | 0 | 0
2023-04-06 12:00 | 1 | 0 | 0 | 0 | 0 | 0 | 0 | 190 | 0 | 0 | 0 | 0 | 0 | 0 | 0
2023-04-06 12:30 | 2 | 0 | 0 | 0 | 0 | 0 | 0 | 190 | 0 | 0 | 0 | 0 | 0 | 0 | 0
2023-04-06 13:00 | 3 | 0 | 0 | 0 | 0 | 0 | 0 | 190 | 0 | 0 | 0 | 0 | 0 | 0 | 0
2023-04-06 13:30 | 4 | 0 | 0 | 0 | 0 | 0 | 0 | 190 | 0 | 0 | 0 | 0 | 0 | 0 | 0
2023-04-06 14:00 | 5 | 0 | 0 | 0 | 0 | 0 | 0 | 190 | 0 | 0 | 0 | 0 | 0 | 0 | 0
2023-04-06 14:30 | 6 | 0 | 0 | 0 | 0 | 0 | 0 | 190 | 0 | 0 | 0 | 0 | 0 | 0 | 0
2023-04-06 15:00 | 7 | 0 | 0 | 0 | 0 | 0 | 0 | 190 | 0 | 0 | 0 | 0 | 0 | 0 | 0
2023-04-06 15:30 | 8 | 0 | 0 | 0 | 0 | 0 | 0 | 190 | 0 | 0 | 0 | 0 | 0 | 0 | 0
2023-04-06 16:00 | 9 | 0 | 0 | 0 | 0 | 0 | 0 | 190 | 0 | 0 | 0 | 0 | 0 | 0 | 0
2023-04-06 16:30 | 10 | 0 | 0 | 0 | 0 | 0 | 0 | 190 | 0 | 0 | 0 | 0 | 0 | 0 | 0
2023-04-06 17:00 | 11 | 0 | 0 | 0 | 0 | 0 | 0 | 190 | 0 | 0 | 0 | 0 | 0 | 0 | 0
2023-04-06 17:30 | 12 | 0 | 0 | 0 | 0 | 0 | 0 | 290 | 0 | 0 | 0 | 0 | 0 | 0 | 0
2023-04-06 18:00 | 13 | 0 | 0 | 0 | 0 | 0 | 0 | 290 | 0 | 0 | 0 | 0 | 0 | 0 | 0
2023-04-06 18:30 | 14 | 0 | 0 | 0 | 0 | 0 | 0 | 290 | 0 | 0 | 0 | 0 | 0 | 0 | 0
2023-04-06 19:00 | 15 | 0 | 0 | 0 | 0 | 0 | 0 | 290 | 0 | 0 | 0 | 0 | 0 | 0 | 0
2023-04-06 19:30 | 16 | 0 | 0 | 0 | 0 | 0 | 0 | 290 | 0 | 0 | 0 | 0 | 0 | 0 | 0
2023-04-06 20:00 | 17 | 0 | 0 | 0 | 0 | 0 | 0 | 290 | 0 | 0 | 0 | 0 | 0 | 0 | 0
2023-04-06 20:30 | 18 | 0 | 0 | 0 | 0 | 0 | 0 | 290 | 0 | 0 | 0 | 0 | 0 | 0 | 0
2023-04-06 21:00 | 19 | 0 | 0 | 0 | 0 | 0 | 0 | 290 | 0 | 0 | 0 | 0 | 0 | 0 | 0
2023-04-06 21:30 | 20 | 0 | 0 | 0 | 0 | 0 | 0 | 290 | 0 | 0 | 0 | 0 | 0 | 0 | 0
2023-04-06 22:00 | 21 | 0 | 0 | 0 | 0 | 0 | 0 | 190 | 0 | 0 | 0 | 0 | 0 | 0 | 0
2023-04-06 22:30 | 22 | 0 | 0 | 0 | 0 | 0 | 0 | 190 | 0 | 0 | 0 | 0 | 0 | 0 | 0
2023-04-06 23:00 | 23 | 0 | 0 | 0 | 0 | 0 | 0 | 190 | 0 | 0 | 0 | 0 | 0 | 0 | 0
2023-04-06 23:30 | 24 | 0 | 0 | 0 | 0 | 0 | 0 | 190 | 0 | 0 | 0 | 0 | 0 | 0 | 0
2023-04-07 | 1 | 0 | 0 | 0 | 0 | 0 | 0 | 190 | 0 | 0 | 0 | 0 | 0 | 0 | 0
2023-04-07 00:30 | 2 | 0 | 0 | 0 | 0 | 0 | 0 | 190 | 0 | 0 | 0 | 0 | 0 | 0 | 0
2023-04-07 01:00 | 3 | 0 | 0 | 0 | 0 | 0 | 0 | 190 | 0 | 0 | 0 | 0 | 0 | 0 | 0
2023-04-07 01:30 | 4 | 0 | 0 | 0 | 0 | 0 | 0 | 190 | 0 | 0 | 0 | 0 | 0 | 0 | 0
2023-04-07 02:00 | 5 | 0 | 0 | 0 | 0 | 0 | 0 | 190 | 0 | 0 | 0 | 0 | 0 | 0 | 0
2023-04-07 02:30 | 6 | 0 | 0 | 0 | 0 | 0 | 0 | 190 | 0 | 0 | 0 | 0 | 0 | 0 | 0
2023-04-07 03:00 | 7 | 0 | 0 | 0 | 0 | 0 | 0 | 190 | 0 | 0 | 0 | 0 | 0 | 0 | 0
2023-04-07 03:30 | 8 | 0 | 0 | 0 | 0 | 0 | 0 | 190 | 0 | 0 | 0 | 0 | 0 | 0 | 0
2023-04-07 04:00 | 9 | 0 | 0 | 0 | 0 | 0 | 0 | 190 | 0 | 0 | 0 | 0 | 0 | 0 | 0
2023-04-07 04:30 | 10 | 0 | 0 | 0 | 0 | 0 | 0 | 190 | 0 | 0 | 0 | 0 | 0 | 0 | 0
2023-04-07 05:00 | 11 | 0 | 0 | 0 | 0 | 0 | 0 | 190 | 0 | 0 | 0 | 0 | 0 | 0 | 0
2023-04-07 05:30 | 12 | 0 | 0 | 0 | 0 | 0 | 0 | 290 | 0 | 0 | 0 | 0 | 0 | 0 | 0
2023-04-07 06:00 | 13 | 0 | 0 | 0 | 0 | 0 | 0 | 290 | 0 | 0 | 0 | 0 | 0 | 0 | 0
2023-04-07 06:30 | 14 | 0 | 0 | 0 | 0 | 0 | 0 | 290 | 0 | 0 | 0 | 0 | 0 | 0 | 0
2023-04-07 07:00 | 15 | 0 | 0 | 0 | 0 | 0 | 0 | 290 | 0 | 0 | 0 | 0 | 0 | 0 | 0
2023-04-07 07:30 | 16 | 0 | 0 | 0 | 0 | 0 | 0 | 290 | 0 | 0 | 0 | 0 | 0 | 0 | 0
2023-04-07 08:00 | 17 | 0 | 0 | 0 | 0 | 0 | 0 | 290 | 0 | 0 | 0 | 0 | 0 | 0 | 0
2023-04-07 08:30 | 18 | 0 | 0 | 0 | 0 | 0 | 0 | 290 | 0 | 0 | 0 | 0 | 0 | 0 | 0
2023-04-07 09:00 | 19 | 0 | 0 | 0 | 0 | 0 | 0 | 290 | 0 | 0 | 0 | 0 | 0 | 0 | 0
2023-04-07 09:30 | 20 | 0 | 0 | 0 | 0 | 0 | 0 | 290 | 0 | 0 | 0 | 0 | 0 | 0 | 0
2023-04-07 10:00 | 21 | 0 | 0 | 0 | 0 | 0 | 0 | 190 | 0 | 0 | 0 | 0 | 0 | 0 | 0
2023-04-07 10:30 | 22 | 0 | 0 | 0 | 0 | 0 | 0 | 190 | 0 | 0 | 0 | 0 | 0 | 0 | 0
2023-04-07 11:00 | 23 | 0 | 0 | 0 | 0 | 0 | 0 | 190 | 0 | 0 | 0 | 0 | 0 | 0 | 0
2023-04-07 11:30 | 24 | 0 | 0 | 0 | 0 | 0 | 0 | 190 | 0 | 0 | 0 | 0 | 0 | 0 | 0
2023-04-07 12:00 | 1 | 0 | 0 | 0 | 0 | 0 | 0 | 190 | 0 | 0 | 0 | 0 | 0 | 0 | 0
2023-04-07 12:30 | 2 | 0 | 0 | 0 | 0 | 0 | 0 | 190 | 0 | 0 | 0 | 0 | 0 | 0 | 0
2023-04-07 13:00 | 3 | 0 | 0 | 0 | 0 | 0 | 0 | 190 | 0 | 0 | 0 | 0 | 0 | 0 | 0
2023-04-07 13:30 | 4 | 0 | 0 | 0 | 0 | 0 | 0 | 190 | 0 | 0 | 0 | 0 | 0 | 0 | 0
2023-04-07 14:00 | 5 | 0 | 0 | 0 | 0 | 0 | 0 | 190 | 0 | 0 | 0 | 0 | 0 | 0 | 0
2023-04-07 14:30 | 6 | 0 | 0 | 0 | 0 | 0 | 0 | 190 | 0 | 0 | 0 | 0 | 0 | 0 | 0
2023-04-07 15:00 | 7 | 0 | 0 | 0 | 0 | 0 | 0 | 190 | 0 | 0 | 0 | 0 | 0 | 0 | 0
2023-04-07 15:30 | 8 | 0 | 0 | 0 | 0 | 0 | 0 | 190 | 0 | 0 | 0 | 0 | 0 | 0 | 0
2023-04-07 16:00 | 9 | 0 | 0 | 0 | 0 | 0 | 0 | 190 | 0 | 0 | 0 | 0 | 0 | 0 | 0
2023-04-07 16:30 | 10 | 0 | 0 | 0 | 0 | 0 | 0 | 190 | 0 | 0 | 0 | 0 | 0 | 0 | 0
2023-04-07 17:00 | 11 | 0 | 0 | 0 | 0 | 0 | 0 | 190 | 0 | 0 | 0 | 0 | 0 | 0 | 0
2023-04-07 17:30 | 12 | 0 | 0 | 0 | 0 | 0 | 0 | 290 | 0 | 0 | 0 | 0 | 0 | 0 | 0
2023-04-07 18:00 | 13 | 0 | 0 | 0 | 0 | 0 | 0 | 290 | 0 | 0 | 0 | 0 | 0 | 0 | 0
2023-04-07 18:30 | 14 | 0 | 0 | 0 | 0 | 0 | 0 | 290 | 0 | 0 | 0 | 0 | 0 | 0 | 0
2023-04-07 19:00 | 15 | 0 | 0 | 0 | 0 | 0 | 0 | 290 | 0 | 0 | 0 | 0 | 0 | 0 | 0
2023-04-07 19:30 | 16 | 0 | 0 | 0 | 0 | 0 | 0 | 290 | 0 | 0 | 0 | 0 | 0 | 0 | 0
2023-04-07 20:00 | 17 | 0 | 0 | 0 | 0 | 0 | 0 | 290 | 0 | 0 | 0 | 0 | 0 | 0 | 0
2023-04-07 20:30 | 18 | 0 | 0 | 0 | 0 | 0 | 0 | 290 | 0 | 0 | 0 | 0 | 0 | 0 | 0
2023-04-07 21:00 | 19 | 0 | 0 | 0 | 0 | 0 | 0 | 290 | 0 | 0 | 0 | 0 | 0 | 0 | 0
2023-04-07 21:30 | 20 | 0 | 0 | 0 | 0 | 0 | 0 | 290 | 0 | 0 | 0 | 0 | 0 | 0 | 0
2023-04-07 22:00 | 21 | 0 | 0 | 0 | 0 | 0 | 0 | 190 | 0 | 0 | 0 | 0 | 0 | 0 | 0
2023-04-07 22:30 | 22 | 0 | 0 | 0 | 0 | 0 | 0 | 190 | 0 | 0 | 0 | 0 | 0 | 0 | 0
2023-04-07 23:00 | 23 | 0 | 0 | 0 | 0 | 0 | 0 | 190 | 0 | 0 | 0 | 0 | 0 | 0 | 0
2023-04-07 23:30 | 24 | 0 | 0 | 0 | 0 | 0 | 0 | 190 | 0 | 0 | 0 | 0 | 0 | 0 | 0
2023-04-08 | 1 | 0 | 0 | 0 | 0 | 0 | 0 | 190 | 0 | 0 | 0 | 0 | 0 | 0 | 0
2023-04-08 00:30 | 2 | 0 | 0 | 0 | 0 | 0 | 0 | 190 | 0 | 0 | 0 | 0 | 0 | 0 | 0
2023-04-08 01:00 | 3 | 0 | 0 | 0 | 0 | 0 | 0 | 190 | 0 | 0 | 0 | 0 | 0 | 0 | 0
2023-04-08 01:30 | 4 | 0 | 0 | 0 | 0 | 0 | 0 | 190 | 0 | 0 | 0 | 0 | 0 | 0 | 0
2023-04-08 02:00 | 5 | 0 | 0 | 0 | 0 | 0 | 0 | 190 | 0 | 0 | 0 | 0 | 0 | 0 | 0
2023-04-08 02:30 | 6 | 0 | 0 | 0 | 0 | 0 | 0 | 190 | 0 | 0 | 0 | 0 | 0 | 0 | 0
2023-04-08 03:00 | 7 | 0 | 0 | 0 | 0 | 0 | 0 | 190 | 0 | 0 | 0 | 0 | 0 | 0 | 0
2023-04-08 03:30 | 8 | 0 | 0 | 0 | 0 | 0 | 0 | 190 | 0 | 0 | 0 | 0 | 0 | 0 | 0
2023-04-08 04:00 | 9 | 0 | 0 | 0 | 0 | 0 | 0 | 190 | 0 | 0 | 0 | 0 | 0 | 0 | 0
2023-04-08 04:30 | 10 | 0 | 0 | 0 | 0 | 0 | 0 | 190 | 0 | 0 | 0 | 0 | 0 | 0 | 0
2023-04-08 05:00 | 11 | 0 | 0 | 0 | 0 | 0 | 0 | 190 | 0 | 0 | 0 | 0 | 0 | 0 | 0
2023-04-08 05:30 | 12 | 0 | 0 | 0 | 0 | 0 | 0 | 290 | 0 | 0 | 0 | 0 | 0 | 0 | 0
2023-04-08 06:00 | 13 | 0 | 0 | 0 | 0 | 0 | 0 | 290 | 0 | 0 | 0 | 0 | 0 | 0 | 0
2023-04-08 06:30 | 14 | 0 | 0 | 0 | 0 | 0 | 0 | 290 | 0 | 0 | 0 | 0 | 0 | 0 | 0
2023-04-08 07:00 | 15 | 0 | 0 | 0 | 0 | 0 | 0 | 290 | 0 | 0 | 0 | 0 | 0 | 0 | 0
2023-04-08 07:30 | 16 | 0 | 0 | 0 | 0 | 0 | 0 | 290 | 0 | 0 | 0 | 0 | 0 | 0 | 0
2023-04-08 08:00 | 17 | 0 | 0 | 0 | 0 | 0 | 0 | 290 | 0 | 0 | 0 | 0 | 0 | 0 | 0
2023-04-08 08:30 | 18 | 0 | 0 | 0 | 0 | 0 | 0 | 290 | 0 | 0 | 0 | 0 | 0 | 0 | 0
2023-04-08 09:00 | 19 | 0 | 0 | 0 | 0 | 0 | 0 | 290 | 0 | 0 | 0 | 0 | 0 | 0 | 0
2023-04-08 09:30 | 20 | 0 | 0 | 0 | 0 | 0 | 0 | 290 | 0 | 0 | 0 | 0 | 0 | 0 | 0
2023-04-08 10:00 | 21 | 0 | 0 | 0 | 0 | 0 | 0 | 190 | 0 | 0 | 0 | 0 | 0 | 0 | 0
2023-04-08 10:30 | 22 | 0 | 0 | 0 | 0 | 0 | 0 | 190 | 0 | 0 | 0 | 0 | 0 | 0 | 0
2023-04-08 11:00 | 23 | 0 | 0 | 0 | 0 | 0 | 0 | 190 | 0 | 0 | 0 | 0 | 0 | 0 | 0
2023-04-08 11:30 | 24 | 0 | 0 | 0 | 0 | 0 | 0 | 190 | 0 | 0 | 0 | 0 | 0 | 0 | 0
2023-04-08 12:00 | 1 | 0 | 0 | 0 | 0 | 0 | 0 | 190 | 0 | 0 | 0 | 0 | 0 | 0 | 0
2023-04-08 12:30 | 2 | 0 | 0 | 0 | 0 | 0 | 0 | 190 | 0 | 0 | 0 | 0 | 0 | 0 | 0
2023-04-08 13:00 | 3 | 0 | 0 | 0 | 0 | 0 | 0 | 190 | 0 | 0 | 0 | 0 | 0 | 0 | 0
2023-04-08 13:30 | 4 | 0 | 0 | 0 | 0 | 0 | 0 | 190 | 0 | 0 | 0 | 0 | 0 | 0 | 0
2023-04-08 14:00 | 5 | 0 | 0 | 0 | 0 | 0 | 0 | 190 | 0 | 0 | 0 | 0 | 0 | 0 | 0
2023-04-08 14:30 | 6 | 0 | 0 | 0 | 0 | 0 | 0 | 190 | 0 | 0 | 0 | 0 | 0 | 0 | 0
2023-04-08 15:00 | 7 | 0 | 0 | 0 | 0 | 0 | 0 | 190 | 0 | 0 | 0 | 0 | 0 | 0 | 0
2023-04-08 15:30 | 8 | 0 | 0 | 0 | 0 | 0 | 0 | 190 | 0 | 0 | 0 | 0 | 0 | 0 | 0
2023-04-08 16:00 | 9 | 0 | 0 | 0 | 0 | 0 | 0 | 190 | 0 | 0 | 0 | 0 | 0 | 0 | 0
2023-04-08 16:30 | 10 | 0 | 0 | 0 | 0 | 0 | 0 | 190 | 0 | 0 | 0 | 0 | 0 | 0 | 0
2023-04-08 17:00 | 11 | 0 | 0 | 0 | 0 | 0 | 0 | 190 | 0 | 0 | 0 | 0 | 0 | 0 | 0
2023-04-08 17:30 | 12 | 0 | 0 | 0 | 0 | 0 | 0 | 290 | 0 | 0 | 0 | 0 | 0 | 0 | 0
2023-04-08 18:00 | 13 | 0 | 0 | 0 | 0 | 0 | 0 | 290 | 0 | 0 | 0 | 0 | 0 | 0 | 0
2023-04-08 18:30 | 14 | 0 | 0 | 0 | 0 | 0 | 0 | 290 | 0 | 0 | 0 | 0 | 0 | 0 | 0
2023-04-08 19:00 | 15 | 0 | 0 | 0 | 0 | 0 | 0 | 290 | 0 | 0 | 0 | 0 | 0 | 0 | 0
2023-04-08 19:30 | 16 | 0 | 0 | 0 | 0 | 0 | 0 | 290 | 0 | 0 | 0 | 0 | 0 | 0 | 0
2023-04-08 20:00 | 17 | 0 | 0 | 0 | 0 | 0 | 0 | 290 | 0 | 0 | 0 | 0 | 0 | 0 | 0
2023-04-08 20:30 | 18 | 0 | 0 | 0 | 0 | 0 | 0 | 290 | 0 | 0 | 0 | 0 | 0 | 0 | 0
2023-04-08 21:00 | 19 | 0 | 0 | 0 | 0 | 0 | 0 | 290 | 0 | 0 | 0 | 0 | 0 | 0 | 0
2023-04-08 21:30 | 20 | 0 | 0 | 0 | 0 | 0 | 0 | 290 | 0 | 0 | 0 | 0 | 0 | 0 | 0
2023-04-08 22:00 | 21 | 0 | 0 | 0 | 0 | 0 | 0 | 190 | 0 | 0 | 0 | 0 | 0 | 0 | 0
2023-04-08 22:30 | 22 | 0 | 0 | 0 | 0 | 0 | 0 | 190 | 0 | 0 | 0 | 0 | 0 | 0 | 0
2023-04-08 23:00 | 23 | 0 | 0 | 0 | 0 | 0 | 0 | 190 | 0 | 0 | 0 | 0 | 0 | 0 | 0
2023-04-08 23:30 | 24 | 0 | 0 | 0 | 0 | 0 | 0 | 190 | 0 | 0 | 0 | 0 | 0 | 0 | 0
2023-04-09 | 1 | 0 | 0 | 0 | 0 | 0 | 0 | 190 | 0 | 0 | 0 | 0 | 0 | 0 | 0
2023-04-09 00:30 | 2 | 0 | 0 | 0 | 0 | 0 | 0 | 190 | 0 | 0 | 0 | 0 | 0 | 0 | 0
2023-04-09 01:00 | 3 | 0 | 0 | 0 | 0 | 0 | 0 | 190 | 0 | 0 | 0 | 0 | 0 | 0 | 0
2023-04-09 01:30 | 4 | 0 | 0 | 0 | 0 | 0 | 0 | 190 | 0 | 0 | 0 | 0 | 0 | 0 | 0
2023-04-09 02:00 | 5 | 0 | 0 | 0 | 0 | 0 | 0 | 190 | 0 | 0 | 0 | 0 | 0 | 0 | 0
2023-04-09 02:30 | 6 | 0 | 0 | 0 | 0 | 0 | 0 | 190 | 0 | 0 | 0 | 0 | 0 | 0 | 0
2023-04-09 03:00 | 7 | 0 | 0 | 0 | 0 | 0 | 0 | 190 | 0 | 0 | 0 | 0 | 0 | 0 | 0
2023-04-09 03:30 | 8 | 0 | 0 | 0 | 0 | 0 | 0 | 190 | 0 | 0 | 0 | 0 | 0 | 0 | 0
2023-04-09 04:00 | 9 | 0 | 0 | 0 | 0 | 0 | 0 | 190 | 0 | 0 | 0 | 0 | 0 | 0 | 0
2023-04-09 04:30 | 10 | 0 | 0 | 0 | 0 | 0 | 0 | 190 | 0 | 0 | 0 | 0 | 0 | 0 | 0
2023-04-09 05:00 | 11 | 0 | 0 | 0 | 0 | 0 | 0 | 190 | 0 | 0 | 0 | 0 | 0 | 0 | 0
2023-04-09 05:30 | 12 | 0 | 0 | 0 | 0 | 0 | 0 | 290 | 0 | 0 | 0 | 0 | 0 | 0 | 0
2023-04-09 06:00 | 13 | 0 | 0 | 0 | 0 | 0 | 0 | 290 | 0 | 0 | 0 | 0 | 0 | 0 | 0
2023-04-09 06:30 | 14 | 0 | 0 | 0 | 0 | 0 | 0 | 290 | 0 | 0 | 0 | 0 | 0 | 0 | 0
2023-04-09 07:00 | 15 | 0 | 0 | 0 | 0 | 0 | 0 | 290 | 0 | 0 | 0 | 0 | 0 | 0 | 0
2023-04-09 07:30 | 16 | 0 | 0 | 0 | 0 | 0 | 0 | 290 | 0 | 0 | 0 | 0 | 0 | 0 | 0
2023-04-09 08:00 | 17 | 0 | 0 | 0 | 0 | 0 | 0 | 290 | 0 | 0 | 0 | 0 | 0 | 0 | 0
2023-04-09 08:30 | 18 | 0 | 0 | 0 | 0 | 0 | 0 | 290 | 0 | 0 | 0 | 0 | 0 | 0 | 0
2023-04-09 09:00 | 19 | 0 | 0 | 0 | 0 | 0 | 0 | 290 | 0 | 0 | 0 | 0 | 0 | 0 | 0
2023-04-09 09:30 | 20 | 0 | 0 | 0 | 0 | 0 | 0 | 290 | 0 | 0 | 0 | 0 | 0 | 0 | 0
2023-04-09 10:00 | 21 | 0 | 0 | 0 | 0 | 0 | 0 | 190 | 0 | 0 | 0 | 0 | 0 | 0 | 0
2023-04-09 10:30 | 22 | 0 | 0 | 0 | 0 | 0 | 0 | 190 | 0 | 0 | 0 | 0 | 0 | 0 | 0
2023-04-09 11:00 | 23 | 0 | 0 | 0 | 0 | 0 | 0 | 190 | 0 | 0 | 0 | 0 | 0 | 0 | 0
2023-04-09 11:30 | 24 | 0 | 0 | 0 | 0 | 0 | 0 | 190 | 0 | 0 | 0 | 0 | 0 | 0 | 0
2023-04-09 12:00 | 1 | 0 | 0 | 0 | 0 | 0 | 0 | 190 | 0 | 0 | 0 | 0 | 0 | 0 | 0
2023-04-09 12:30 | 2 | 0 | 0 | 0 | 0 | 0 | 0 | 190 | 0 | 0 | 0 | 0 | 0 | 0 | 0
2023-04-09 13:00 | 3 | 0 | 0 | 0 | 0 | 0 | 0 | 190 | 0 | 0 | 0 | 0 | 0 | 0 | 0
2023-04-09 13:30 | 4 | 0 | 0 | 0 | 0 | 0 | 0 | 190 | 0 | 0 | 0 | 0 | 0 | 0 | 0
2023-04-09 14:00 | 5 | 0 | 0 | 0 | 0 | 0 | 0 | 190 | 0 | 0 | 0 | 0 | 0 | 0 | 0
2023-04-09 14:30 | 6 | 0 | 0 | 0 | 0 | 0 | 0 | 190 | 0 | 0 | 0 | 0 | 0 | 0 | 0
2023-04-09 15:00 | 7 | 0 | 0 | 0 | 0 | 0 | 0 | 190 | 0 | 0 | 0 | 0 | 0 | 0 | 0
2023-04-09 15:30 | 8 | 0 | 0 | 0 | 0 | 0 | 0 | 190 | 0 | 0 | 0 | 0 | 0 | 0 | 0
2023-04-09 16:00 | 9 | 0 | 0 | 0 | 0 | 0 | 0 | 190 | 0 | 0 | 0 | 0 | 0 | 0 | 0
2023-04-09 16:30 | 10 | 0 | 0 | 0 | 0 | 0 | 0 | 190 | 0 | 0 | 0 | 0 | 0 | 0 | 0
2023-04-09 17:00 | 11 | 0 | 0 | 0 | 0 | 0 | 0 | 190 | 0 | 0 | 0 | 0 | 0 | 0 | 0
2023-04-09 17:30 | 12 | 0 | 0 | 0 | 0 | 0 | 0 | 290 | 0 | 0 | 0 | 0 | 0 | 0 | 0
2023-04-09 18:00 | 13 | 0 | 0 | 0 | 0 | 0 | 0 | 290 | 0 | 0 | 0 | 0 | 0 | 0 | 0
2023-04-09 18:30 | 14 | 0 | 0 | 0 | 0 | 0 | 0 | 290 | 0 | 0 | 0 | 0 | 0 | 0 | 0
2023-04-09 19:00 | 15 | 0 | 0 | 0 | 0 | 0 | 0 | 290 | 0 | 0 | 0 | 0 | 0 | 0 | 0
2023-04-09 19:30 | 16 | 0 | 0 | 0 | 0 | 0 | 0 | 290 | 0 | 0 | 0 | 0 | 0 | 0 | 0
2023-04-09 20:00 | 17 | 0 | 0 | 0 | 0 | 0 | 0 | 290 | 0 | 0 | 0 | 0 | 0 | 0 | 0
2023-04-09 20:30 | 18 | 0 | 0 | 0 | 0 | 0 | 0 | 290 | 0 | 0 | 0 | 0 | 0 | 0 | 0
2023-04-09 21:00 | 19 | 0 | 0 | 0 | 0 | 0 | 0 | 290 | 0 | 0 | 0 | 0 | 0 | 0 | 0
2023-04-09 21:30 | 20 | 0 | 0 | 0 | 0 | 0 | 0 | 290 | 0 | 0 | 0 | 0 | 0 | 0 | 0
2023-04-09 22:00 | 21 | 0 | 0 | 0 | 0 | 0 | 0 | 190 | 0 | 0 | 0 | 0 | 0 | 0 | 0
2023-04-09 22:30 | 22 | 0 | 0 | 0 | 0 | 0 | 0 | 190 | 0 | 0 | 0 | 0 | 0 | 0 | 0
2023-04-09 23:00 | 23 | 0 | 0 | 0 | 0 | 0 | 0 | 190 | 0 | 0 | 0 | 0 | 0 | 0 | 0
2023-04-09 23:30 | 24 | 0 | 0 | 0 | 0 | 0 | 0 | 190 | 0 | 0 | 0 | 0 | 0 | 0 | 0
2023-04-10 | 1 | 0 | 0 | 0 | 0 | 0 | 0 | 190 | 0 | 0 | 0 | 0 | 0 | 0 | 0
2023-04-10 00:30 | 2 | 0 | 0 | 0 | 0 | 0 | 0 | 190 | 0 | 0 | 0 | 0 | 0 | 0 | 0
2023-04-10 01:00 | 3 | 0 | 0 | 0 | 0 | 0 | 0 | 190 | 0 | 0 | 0 | 0 | 0 | 0 | 0
2023-04-10 01:30 | 4 | 0 | 0 | 0 | 0 | 0 | 0 | 190 | 0 | 0 | 0 | 0 | 0 | 0 | 0
2023-04-10 02:00 | 5 | 0 | 0 | 0 | 0 | 0 | 0 | 190 | 0 | 0 | 0 | 0 | 0 | 0 | 0
2023-04-10 02:30 | 6 | 0 | 0 | 0 | 0 | 0 | 0 | 190 | 0 | 0 | 0 | 0 | 0 | 0 | 0
2023-04-10 03:00 | 7 | 0 | 0 | 0 | 0 | 0 | 0 | 190 | 0 | 0 | 0 | 0 | 0 | 0 | 0
2023-04-10 03:30 | 8 | 0 | 0 | 0 | 0 | 0 | 0 | 190 | 0 | 0 | 0 | 0 | 0 | 0 | 0
2023-04-10 04:00 | 9 | 0 | 0 | 0 | 0 | 0 | 0 | 190 | 0 | 0 | 0 | 0 | 0 | 0 | 0
2023-04-10 04:30 | 10 | 0 | 0 | 0 | 0 | 0 | 0 | 190 | 0 | 0 | 0 | 0 | 0 | 0 | 0
2023-04-10 05:00 | 11 | 0 | 0 | 0 | 0 | 0 | 0 | 190 | 0 | 0 | 0 | 0 | 0 | 0 | 0
2023-04-10 05:30 | 12 | 0 | 0 | 0 | 0 | 0 | 0 | 290 | 0 | 0 | 0 | 0 | 0 | 0 | 0
2023-04-10 06:00 | 13 | 0 | 0 | 0 | 0 | 0 | 0 | 290 | 0 | 0 | 0 | 0 | 0 | 0 | 0
2023-04-10 06:30 | 14 | 0 | 0 | 0 | 0 | 0 | 0 | 290 | 0 | 0 | 0 | 0 | 0 | 0 | 0
2023-04-10 07:00 | 15 | 0 | 0 | 0 | 0 | 0 | 0 | 290 | 0 | 0 | 0 | 0 | 0 | 0 | 0
2023-04-10 07:30 | 16 | 0 | 0 | 0 | 0 | 0 | 0 | 290 | 0 | 0 | 0 | 0 | 0 | 0 | 0
2023-04-10 08:00 | 17 | 0 | 0 | 0 | 0 | 0 | 0 | 290 | 0 | 0 | 0 | 0 | 0 | 0 | 0
2023-04-10 08:30 | 18 | 0 | 0 | 0 | 0 | 0 | 0 | 290 | 0 | 0 | 0 | 0 | 0 | 0 | 0
2023-04-10 09:00 | 19 | 0 | 0 | 0 | 0 | 0 | 0 | 290 | 0 | 0 | 0 | 0 | 0 | 0 | 0
2023-04-10 09:30 | 20 | 0 | 0 | 0 | 0 | 0 | 0 | 290 | 0 | 0 | 0 | 0 | 0 | 0 | 0
2023-04-10 10:00 | 21 | 0 | 0 | 0 | 0 | 0 | 0 | 190 | 0 | 0 | 0 | 0 | 0 | 0 | 0
2023-04-10 10:30 | 22 | 0 | 0 | 0 | 0 | 0 | 0 | 190 | 0 | 0 | 0 | 0 | 0 | 0 | 0
2023-04-10 11:00 | 23 | 0 | 0 | 0 | 0 | 0 | 0 | 190 | 0 | 0 | 0 | 0 | 0 | 0 | 0
2023-04-10 11:30 | 24 | 0 | 0 | 0 | 0 | 0 | 0 | 190 | 0 | 0 | 0 | 0 | 0 | 0 | 0
2023-04-10 12:00 | 1 | 0 | 0 | 0 | 0 | 0 | 0 | 190 | 0 | 0 | 0 | 0 | 0 | 0 | 0
2023-04-10 12:30 | 2 | 0 | 0 | 0 | 0 | 0 | 0 | 190 | 0 | 0 | 0 | 0 | 0 | 0 | 0
2023-04-10 13:00 | 3 | 0 | 0 | 0 | 0 | 0 | 0 | 190 | 0 | 0 | 0 | 0 | 0 | 0 | 0
2023-04-10 13:30 | 4 | 0 | 0 | 0 | 0 | 0 | 0 | 190 | 0 | 0 | 0 | 0 | 0 | 0 | 0
2023-04-10 14:00 | 5 | 0 | 0 | 0 | 0 | 0 | 0 | 190 | 0 | 0 | 0 | 0 | 0 | 0 | 0
2023-04-10 14:30 | 6 | 0 | 0 | 0 | 0 | 0 | 0 | 190 | 0 | 0 | 0 | 0 | 0 | 0 | 0
2023-04-10 15:00 | 7 | 0 | 0 | 0 | 0 | 0 | 0 | 190 | 0 | 0 | 0 | 0 | 0 | 0 | 0
2023-04-10 15:30 | 8 | 0 | 0 | 0 | 0 | 0 | 0 | 190 | 0 | 0 | 0 | 0 | 0 | 0 | 0
2023-04-10 16:00 | 9 | 0 | 0 | 0 | 0 | 0 | 0 | 190 | 0 | 0 | 0 | 0 | 0 | 0 | 0
2023-04-10 16:30 | 10 | 0 | 0 | 0 | 0 | 0 | 0 | 190 | 0 | 0 | 0 | 0 | 0 | 0 | 0
2023-04-10 17:00 | 11 | 0 | 0 | 0 | 0 | 0 | 0 | 190 | 0 | 0 | 0 | 0 | 0 | 0 | 0
2023-04-10 17:30 | 12 | 0 | 0 | 0 | 0 | 0 | 0 | 290 | 0 | 0 | 0 | 0 | 0 | 0 | 0
2023-04-10 18:00 | 13 | 0 | 0 | 0 | 0 | 0 | 0 | 290 | 0 | 0 | 0 | 0 | 0 | 0 | 0
2023-04-10 18:30 | 14 | 0 | 0 | 0 | 0 | 0 | 0 | 290 | 0 | 0 | 0 | 0 | 0 | 0 | 0
2023-04-10 19:00 | 15 | 0 | 0 | 0 | 0 | 0 | 0 | 290 | 0 | 0 | 0 | 0 | 0 | 0 | 0
2023-04-10 19:30 | 16 | 0 | 0 | 0 | 0 | 0 | 0 | 290 | 0 | 0 | 0 | 0 | 0 | 0 | 0
2023-04-10 20:00 | 17 | 0 | 0 | 0 | 0 | 0 | 0 | 290 | 0 | 0 | 0 | 0 | 0 | 0 | 0
2023-04-10 20:30 | 18 | 0 | 0 | 0 | 0 | 0 | 0 | 290 | 0 | 0 | 0 | 0 | 0 | 0 | 0
2023-04-10 21:00 | 19 | 0 | 0 | 0 | 0 | 0 | 0 | 290 | 0 | 0 | 0 | 0 | 0 | 0 | 0
2023-04-10 21:30 | 20 | 0 | 0 | 0 | 0 | 0 | 0 | 290 | 0 | 0 | 0 | 0 | 0 | 0 | 0
2023-04-10 22:00 | 21 | 0 | 0 | 0 | 0 | 0 | 0 | 190 | 0 | 0 | 0 | 0 | 0 | 0 | 0
2023-04-10 22:30 | 22 | 0 | 0 | 0 | 0 | 0 | 0 | 190 | 0 | 0 | 0 | 0 | 0 | 0 | 0
2023-04-10 23:00 | 23 | 0 | 0 | 0 | 0 | 0 | 0 | 190 | 0 | 0 | 0 | 0 | 0 | 0 | 0
2023-04-10 23:30 | 24 | 0 | 0 | 0 | 0 | 0 | 0 | 190 | 0 | 0 | 0 | 0 | 0 | 0 | 0
2023-04-11 | 1 | 0 | 0 | 0 | 0 | 0 | 0 | 190 | 0 | 0 | 0 | 0 | 0 | 0 | 0
2023-04-11 00:30 | 2 | 0 | 0 | 0 | 0 | 0 | 0 | 190 | 0 | 0 | 0 | 0 | 0 | 0 | 0
2023-04-11 01:00 | 3 | 0 | 0 | 0 | 0 | 0 | 0 | 190 | 0 | 0 | 0 | 0 | 0 | 0 | 0
2023-04-11 01:30 | 4 | 0 | 0 | 0 | 0 | 0 | 0 | 190 | 0 | 0 | 0 | 0 | 0 | 0 | 0
2023-04-11 02:00 | 5 | 0 | 0 | 0 | 0 | 0 | 0 | 190 | 0 | 0 | 0 | 0 | 0 | 0 | 0
2023-04-11 02:30 | 6 | 0 | 0 | 0 | 0 | 0 | 0 | 190 | 0 | 0 | 0 | 0 | 0 | 0 | 0
2023-04-11 03:00 | 7 | 0 | 0 | 0 | 0 | 0 | 0 | 190 | 0 | 0 | 0 | 0 | 0 | 0 | 0
2023-04-11 03:30 | 8 | 0 | 0 | 0 | 0 | 0 | 0 | 190 | 0 | 0 | 0 | 0 | 0 | 0 | 0
2023-04-11 04:00 | 9 | 0 | 0 | 0 | 0 | 0 | 0 | 190 | 0 | 0 | 0 | 0 | 0 | 0 | 0
2023-04-11 04:30 | 10 | 0 | 0 | 0 | 0 | 0 | 0 | 190 | 0 | 0 | 0 | 0 | 0 | 0 | 0
2023-04-11 05:00 | 11 | 0 | 0 | 0 | 0 | 0 | 0 | 190 | 0 | 0 | 0 | 0 | 0 | 0 | 0
2023-04-11 05:30 | 12 | 0 | 0 | 0 | 0 | 0 | 0 | 290 | 0 | 0 | 0 | 0 | 0 | 0 | 0
2023-04-11 06:00 | 13 | 0 | 0 | 0 | 0 | 0 | 0 | 290 | 0 | 0 | 0 | 0 | 0 | 0 | 0
2023-04-11 06:30 | 14 | 0 | 0 | 0 | 0 | 0 | 0 | 290 | 0 | 0 | 0 | 0 | 0 | 0 | 0
2023-04-11 07:00 | 15 | 0 | 0 | 0 | 0 | 0 | 0 | 290 | 0 | 0 | 0 | 0 | 0 | 0 | 0
2023-04-11 07:30 | 16 | 0 | 0 | 0 | 0 | 0 | 0 | 290 | 0 | 0 | 0 | 0 | 0 | 0 | 0
2023-04-11 08:00 | 17 | 0 | 0 | 0 | 0 | 0 | 0 | 290 | 0 | 0 | 0 | 0 | 0 | 0 | 0
2023-04-11 08:30 | 18 | 0 | 0 | 0 | 0 | 0 | 0 | 290 | 0 | 0 | 0 | 0 | 0 | 0 | 0
2023-04-11 09:00 | 19 | 0 | 0 | 0 | 0 | 0 | 0 | 290 | 0 | 0 | 0 | 0 | 0 | 0 | 0
2023-04-11 09:30 | 20 | 0 | 0 | 0 | 0 | 0 | 0 | 290 | 0 | 0 | 0 | 0 | 0 | 0 | 0
2023-04-11 10:00 | 21 | 0 | 0 | 0 | 0 | 0 | 0 | 190 | 0 | 0 | 0 | 0 | 0 | 0 | 0
2023-04-11 10:30 | 22 | 0 | 0 | 0 | 0 | 0 | 0 | 190 | 0 | 0 | 0 | 0 | 0 | 0 | 0
2023-04-11 11:00 | 23 | 0 | 0 | 0 | 0 | 0 | 0 | 190 | 0 | 0 | 0 | 0 | 0 | 0 | 0
2023-04-11 11:30 | 24 | 0 | 0 | 0 | 0 | 0 | 0 | 190 | 0 | 0 | 0 | 0 | 0 | 0 | 0
2023-04-11 12:00 | 1 | 0 | 0 | 0 | 0 | 0 | 0 | 190 | 0 | 0 | 0 | 0 | 0 | 0 | 0
2023-04-11 12:30 | 2 | 0 | 0 | 0 | 0 | 0 | 0 | 190 | 0 | 0 | 0 | 0 | 0 | 0 | 0
2023-04-11 13:00 | 3 | 0 | 0 | 0 | 0 | 0 | 0 | 190 | 0 | 0 | 0 | 0 | 0 | 0 | 0
2023-04-11 13:30 | 4 | 0 | 0 | 0 | 0 | 0 | 0 | 190 | 0 | 0 | 0 | 0 | 0 | 0 | 0
2023-04-11 14:00 | 5 | 0 | 0 | 0 | 0 | 0 | 0 | 190 | 0 | 0 | 0 | 0 | 0 | 0 | 0
2023-04-11 14:30 | 6 | 0 | 0 | 0 | 0 | 0 | 0 | 190 | 0 | 0 | 0 | 0 | 0 | 0 | 0
2023-04-11 15:00 | 7 | 0 | 0 | 0 | 0 | 0 | 0 | 190 | 0 | 0 | 0 | 0 | 0 | 0 | 0
2023-04-11 15:30 | 8 | 0 | 0 | 0 | 0 | 0 | 0 | 190 | 0 | 0 | 0 | 0 | 0 | 0 | 0
2023-04-11 16:00 | 9 | 0 | 0 | 0 | 0 | 0 | 0 | 190 | 0 | 0 | 0 | 0 | 0 | 0 | 0
2023-04-11 16:30 | 10 | 0 | 0 | 0 | 0 | 0 | 0 | 190 | 0 | 0 | 0 | 0 | 0 | 0 | 0
2023-04-11 17:00 | 11 | 0 | 0 | 0 | 0 | 0 | 0 | 190 | 0 | 0 | 0 | 0 | 0 | 0 | 0
2023-04-11 17:30 | 12 | 0 | 0 | 0 | 0 | 0 | 0 | 290 | 0 | 0 | 0 | 0 | 0 | 0 | 0
2023-04-11 18:00 | 13 | 0 | 0 | 0 | 0 | 0 | 0 | 290 | 0 | 0 | 0 | 0 | 0 | 0 | 0
2023-04-11 18:30 | 14 | 0 | 0 | 0 | 0 | 0 | 0 | 290 | 0 | 0 | 0 | 0 | 0 | 0 | 0
2023-04-11 19:00 | 15 | 0 | 0 | 0 | 0 | 0 | 0 | 290 | 0 | 0 | 0 | 0 | 0 | 0 | 0
2023-04-11 19:30 | 16 | 0 | 0 | 0 | 0 | 0 | 0 | 290 | 0 | 0 | 0 | 0 | 0 | 0 | 0
2023-04-11 20:00 | 17 | 0 | 0 | 0 | 0 | 0 | 0 | 290 | 0 | 0 | 0 | 0 | 0 | 0 | 0
2023-04-11 20:30 | 18 | 0 | 0 | 0 | 0 | 0 | 0 | 290 | 0 | 0 | 0 | 0 | 0 | 0 | 0
2023-04-11 21:00 | 19 | 0 | 0 | 0 | 0 | 0 | 0 | 290 | 0 | 0 | 0 | 0 | 0 | 0 | 0
2023-04-11 21:30 | 20 | 0 | 0 | 0 | 0 | 0 | 0 | 290 | 0 | 0 | 0 | 0 | 0 | 0 | 0
2023-04-11 22:00 | 21 | 0 | 0 | 0 | 0 | 0 | 0 | 190 | 0 | 0 | 0 | 0 | 0 | 0 | 0
2023-04-11 22:30 | 22 | 0 | 0 | 0 | 0 | 0 | 0 | 190 | 0 | 0 | 0 | 0 | 0 | 0 | 0
2023-04-11 23:00 | 23 | 0 | 0 | 0 | 0 | 0 | 0 | 190 | 0 | 0 | 0 | 0 | 0 | 0 | 0
2023-04-11 23:30 | 24 | 0 | 0 | 0 | 0 | 0 | 0 | 190 | 0 | 0 | 0 | 0 | 0 | 0 | 0
2023-04-12 | 1 | 0 | 0 | 0 | 0 | 0 | 0 | 190 | 0 | 0 | 0 | 0 | 0 | 0 | 0
2023-04-12 00:30 | 2 | 0 | 0 | 0 | 0 | 0 | 0 | 190 | 0 | 0 | 0 | 0 | 0 | 0 | 0
2023-04-12 01:00 | 3 | 0 | 0 | 0 | 0 | 0 | 0 | 190 | 0 | 0 | 0 | 0 | 0 | 0 | 0
2023-04-12 01:30 | 4 | 0 | 0 | 0 | 0 | 0 | 0 | 190 | 0 | 0 | 0 | 0 | 0 | 0 | 0
2023-04-12 02:00 | 5 | 0 | 0 | 0 | 0 | 0 | 0 | 190 | 0 | 0 | 0 | 0 | 0 | 0 | 0
2023-04-12 02:30 | 6 | 0 | 0 | 0 | 0 | 0 | 0 | 190 | 0 | 0 | 0 | 0 | 0 | 0 | 0
2023-04-12 03:00 | 7 | 0 | 0 | 0 | 0 | 0 | 0 | 190 | 0 | 0 | 0 | 0 | 0 | 0 | 0
2023-04-12 03:30 | 8 | 0 | 0 | 0 | 0 | 0 | 0 | 190 | 0 | 0 | 0 | 0 | 0 | 0 | 0
2023-04-12 04:00 | 9 | 0 | 0 | 0 | 0 | 0 | 0 | 190 | 0 | 0 | 0 | 0 | 0 | 0 | 0
2023-04-12 04:30 | 10 | 0 | 0 | 0 | 0 | 0 | 0 | 190 | 0 | 0 | 0 | 0 | 0 | 0 | 0
2023-04-12 05:00 | 11 | 0 | 0 | 0 | 0 | 0 | 0 | 190 | 0 | 0 | 0 | 0 | 0 | 0 | 0
2023-04-12 05:30 | 12 | 0 | 0 | 0 | 0 | 0 | 0 | 290 | 0 | 0 | 0 | 0 | 0 | 0 | 0
2023-04-12 06:00 | 13 | 0 | 0 | 0 | 0 | 0 | 0 | 290 | 0 | 0 | 0 | 0 | 0 | 0 | 0
2023-04-12 06:30 | 14 | 0 | 0 | 0 | 0 | 0 | 0 | 290 | 0 | 0 | 0 | 0 | 0 | 0 | 0
2023-04-12 07:00 | 15 | 0 | 0 | 0 | 0 | 0 | 0 | 290 | 0 | 0 | 0 | 0 | 0 | 0 | 0
2023-04-12 07:30 | 16 | 0 | 0 | 0 | 0 | 0 | 0 | 290 | 0 | 0 | 0 | 0 | 0 | 0 | 0
2023-04-12 08:00 | 17 | 0 | 0 | 0 | 0 | 0 | 0 | 290 | 0 | 0 | 0 | 0 | 0 | 0 | 0
2023-04-12 08:30 | 18 | 0 | 0 | 0 | 0 | 0 | 0 | 290 | 0 | 0 | 0 | 0 | 0 | 0 | 0
2023-04-12 09:00 | 19 | 0 | 0 | 0 | 0 | 0 | 0 | 290 | 0 | 0 | 0 | 0 | 0 | 0 | 0
2023-04-12 09:30 | 20 | 0 | 0 | 0 | 0 | 0 | 0 | 290 | 0 | 0 | 0 | 0 | 0 | 0 | 0
2023-04-12 10:00 | 21 | 0 | 0 | 0 | 0 | 0 | 0 | 190 | 0 | 0 | 0 | 0 | 0 | 0 | 0
2023-04-12 10:30 | 22 | 0 | 0 | 0 | 0 | 0 | 0 | 190 | 0 | 0 | 0 | 0 | 0 | 0 | 0
2023-04-12 11:00 | 23 | 0 | 0 | 0 | 0 | 0 | 0 | 190 | 0 | 0 | 0 | 0 | 0 | 0 | 0
2023-04-12 11:30 | 24 | 0 | 0 | 0 | 0 | 0 | 0 | 190 | 0 | 0 | 0 | 0 | 0 | 0 | 0
2023-04-12 12:00 | 1 | 0 | 0 | 0 | 0 | 0 | 0 | 190 | 0 | 0 | 0 | 0 | 0 | 0 | 0
2023-04-12 12:30 | 2 | 0 | 0 | 0 | 0 | 0 | 0 | 190 | 0 | 0 | 0 | 0 | 0 | 0 | 0
2023-04-12 13:00 | 3 | 0 | 0 | 0 | 0 | 0 | 0 | 190 | 0 | 0 | 0 | 0 | 0 | 0 | 0
2023-04-12 13:30 | 4 | 0 | 0 | 0 | 0 | 0 | 0 | 190 | 0 | 0 | 0 | 0 | 0 | 0 | 0
2023-04-12 14:00 | 5 | 0 | 0 | 0 | 0 | 0 | 0 | 190 | 0 | 0 | 0 | 0 | 0 | 0 | 0
2023-04-12 14:30 | 6 | 0 | 0 | 0 | 0 | 0 | 0 | 190 | 0 | 0 | 0 | 0 | 0 | 0 | 0
2023-04-12 15:00 | 7 | 0 | 0 | 0 | 0 | 0 | 0 | 190 | 0 | 0 | 0 | 0 | 0 | 0 | 0
2023-04-12 15:30 | 8 | 0 | 0 | 0 | 0 | 0 | 0 | 190 | 0 | 0 | 0 | 0 | 0 | 0 | 0
2023-04-12 16:00 | 9 | 0 | 0 | 0 | 0 | 0 | 0 | 190 | 0 | 0 | 0 | 0 | 0 | 0 | 0
2023-04-12 16:30 | 10 | 0 | 0 | 0 | 0 | 0 | 0 | 190 | 0 | 0 | 0 | 0 | 0 | 0 | 0
2023-04-12 17:00 | 11 | 0 | 0 | 0 | 0 | 0 | 0 | 190 | 0 | 0 | 0 | 0 | 0 | 0 | 0
2023-04-12 17:30 | 12 | 0 | 0 | 0 | 0 | 0 | 0 | 290 | 0 | 0 | 0 | 0 | 0 | 0 | 0
2023-04-12 18:00 | 13 | 0 | 0 | 0 | 0 | 0 | 0 | 290 | 0 | 0 | 0 | 0 | 0 | 0 | 0
2023-04-12 18:30 | 14 | 0 | 0 | 0 | 0 | 0 | 0 | 290 | 0 | 0 | 0 | 0 | 0 | 0 | 0
2023-04-12 19:00 | 15 | 0 | 0 | 0 | 0 | 0 | 0 | 290 | 0 | 0 | 0 | 0 | 0 | 0 | 0
2023-04-12 19:30 | 16 | 0 | 0 | 0 | 0 | 0 | 0 | 290 | 0 | 0 | 0 | 0 | 0 | 0 | 0
2023-04-12 20:00 | 17 | 0 | 0 | 0 | 0 | 0 | 0 | 290 | 0 | 0 | 0 | 0 | 0 | 0 | 0
2023-04-12 20:30 | 18 | 0 | 0 | 0 | 0 | 0 | 0 | 290 | 0 | 0 | 0 | 0 | 0 | 0 | 0
2023-04-12 21:00 | 19 | 0 | 0 | 0 | 0 | 0 | 0 | 290 | 0 | 0 | 0 | 0 | 0 | 0 | 0
2023-04-12 21:30 | 20 | 0 | 0 | 0 | 0 | 0 | 0 | 290 | 0 | 0 | 0 | 0 | 0 | 0 | 0
2023-04-12 22:00 | 21 | 0 | 0 | 0 | 0 | 0 | 0 | 190 | 0 | 0 | 0 | 0 | 0 | 0 | 0
2023-04-12 22:30 | 22 | 0 | 0 | 0 | 0 | 0 | 0 | 190 | 0 | 0 | 0 | 0 | 0 | 0 | 0
2023-04-12 23:00 | 23 | 0 | 0 | 0 | 0 | 0 | 0 | 190 | 0 | 0 | 0 | 0 | 0 | 0 | 0
2023-04-12 23:30 | 24 | 0 | 0 | 0 | 0 | 0 | 0 | 190 | 0 | 0 | 0 | 0 | 0 | 0 | 0
2023-04-13 | 1 | 0 | 0 | 0 | 0 | 0 | 0 | 190 | 0 | 0 | 0 | 0 | 0 | 0 | 0
2023-04-13 00:30 | 2 | 0 | 0 | 0 | 0 | 0 | 0 | 190 | 0 | 0 | 0 | 0 | 0 | 0 | 0
2023-04-13 01:00 | 3 | 0 | 0 | 0 | 0 | 0 | 0 | 190 | 0 | 0 | 0 | 0 | 0 | 0 | 0
2023-04-13 01:30 | 4 | 0 | 0 | 0 | 0 | 0 | 0 | 190 | 0 | 0 | 0 | 0 | 0 | 0 | 0
2023-04-13 02:00 | 5 | 0 | 0 | 0 | 0 | 0 | 0 | 190 | 0 | 0 | 0 | 0 | 0 | 0 | 0
2023-04-13 02:30 | 6 | 0 | 0 | 0 | 0 | 0 | 0 | 190 | 0 | 0 | 0 | 0 | 0 | 0 | 0
2023-04-13 03:00 | 7 | 0 | 0 | 0 | 0 | 0 | 0 | 190 | 0 | 0 | 0 | 0 | 0 | 0 | 0
2023-04-13 03:30 | 8 | 0 | 0 | 0 | 0 | 0 | 0 | 190 | 0 | 0 | 0 | 0 | 0 | 0 | 0
2023-04-13 04:00 | 9 | 0 | 0 | 0 | 0 | 0 | 0 | 190 | 0 | 0 | 0 | 0 | 0 | 0 | 0
2023-04-13 04:30 | 10 | 0 | 0 | 0 | 0 | 0 | 0 | 190 | 0 | 0 | 0 | 0 | 0 | 0 | 0
2023-04-13 05:00 | 11 | 0 | 0 | 0 | 0 | 0 | 0 | 190 | 0 | 0 | 0 | 0 | 0 | 0 | 0
2023-04-13 05:30 | 12 | 0 | 0 | 0 | 0 | 0 | 0 | 290 | 0 | 0 | 0 | 0 | 0 | 0 | 0
2023-04-13 06:00 | 13 | 0 | 0 | 0 | 0 | 0 | 0 | 290 | 0 | 0 | 0 | 0 | 0 | 0 | 0
2023-04-13 06:30 | 14 | 0 | 0 | 0 | 0 | 0 | 0 | 290 | 0 | 0 | 0 | 0 | 0 | 0 | 0
2023-04-13 07:00 | 15 | 0 | 0 | 0 | 0 | 0 | 0 | 290 | 0 | 0 | 0 | 0 | 0 | 0 | 0
2023-04-13 07:30 | 16 | 0 | 0 | 0 | 0 | 0 | 0 | 290 | 0 | 0 | 0 | 0 | 0 | 0 | 0
2023-04-13 08:00 | 17 | 0 | 0 | 0 | 0 | 0 | 0 | 290 | 0 | 0 | 0 | 0 | 0 | 0 | 0
2023-04-13 08:30 | 18 | 0 | 0 | 0 | 0 | 0 | 0 | 290 | 0 | 0 | 0 | 0 | 0 | 0 | 0
2023-04-13 09:00 | 19 | 0 | 0 | 0 | 0 | 0 | 0 | 290 | 0 | 0 | 0 | 0 | 0 | 0 | 0
2023-04-13 09:30 | 20 | 0 | 0 | 0 | 0 | 0 | 0 | 290 | 0 | 0 | 0 | 0 | 0 | 0 | 0
2023-04-13 10:00 | 21 | 0 | 0 | 0 | 0 | 0 | 0 | 190 | 0 | 0 | 0 | 0 | 0 | 0 | 0
2023-04-13 10:30 | 22 | 0 | 0 | 0 | 0 | 0 | 0 | 190 | 0 | 0 | 0 | 0 | 0 | 0 | 0
2023-04-13 11:00 | 23 | 0 | 0 | 0 | 0 | 0 | 0 | 190 | 0 | 0 | 0 | 0 | 0 | 0 | 0
2023-04-13 11:30 | 24 | 0 | 0 | 0 | 0 | 0 | 0 | 190 | 0 | 0 | 0 | 0 | 0 | 0 | 0
2023-04-13 12:00 | 1 | 0 | 0 | 0 | 0 | 0 | 0 | 190 | 0 | 0 | 0 | 0 | 0 | 0 | 0
2023-04-13 12:30 | 2 | 0 | 0 | 0 | 0 | 0 | 0 | 190 | 0 | 0 | 0 | 0 | 0 | 0 | 0
2023-04-13 13:00 | 3 | 0 | 0 | 0 | 0 | 0 | 0 | 190 | 0 | 0 | 0 | 0 | 0 | 0 | 0
2023-04-13 13:30 | 4 | 0 | 0 | 0 | 0 | 0 | 0 | 190 | 0 | 0 | 0 | 0 | 0 | 0 | 0
2023-04-13 14:00 | 5 | 0 | 0 | 0 | 0 | 0 | 0 | 190 | 0 | 0 | 0 | 0 | 0 | 0 | 0
2023-04-13 14:30 | 6 | 0 | 0 | 0 | 0 | 0 | 0 | 190 | 0 | 0 | 0 | 0 | 0 | 0 | 0
2023-04-13 15:00 | 7 | 0 | 0 | 0 | 0 | 0 | 0 | 190 | 0 | 0 | 0 | 0 | 0 | 0 | 0
2023-04-13 15:30 | 8 | 0 | 0 | 0 | 0 | 0 | 0 | 190 | 0 | 0 | 0 | 0 | 0 | 0 | 0
2023-04-13 16:00 | 9 | 0 | 0 | 0 | 0 | 0 | 0 | 190 | 0 | 0 | 0 | 0 | 0 | 0 | 0
2023-04-13 16:30 | 10 | 0 | 0 | 0 | 0 | 0 | 0 | 190 | 0 | 0 | 0 | 0 | 0 | 0 | 0
2023-04-13 17:00 | 11 | 0 | 0 | 0 | 0 | 0 | 0 | 190 | 0 | 0 | 0 | 0 | 0 | 0 | 0
2023-04-13 17:30 | 12 | 0 | 0 | 0 | 0 | 0 | 0 | 290 | 0 | 0 | 0 | 0 | 0 | 0 | 0
2023-04-13 18:00 | 13 | 0 | 0 | 0 | 0 | 0 | 0 | 290 | 0 | 0 | 0 | 0 | 0 | 0 | 0
2023-04-13 18:30 | 14 | 0 | 0 | 0 | 0 | 0 | 0 | 290 | 0 | 0 | 0 | 0 | 0 | 0 | 0
2023-04-13 19:00 | 15 | 0 | 0 | 0 | 0 | 0 | 0 | 290 | 0 | 0 | 0 | 0 | 0 | 0 | 0
2023-04-13 19:30 | 16 | 0 | 0 | 0 | 0 | 0 | 0 | 290 | 0 | 0 | 0 | 0 | 0 | 0 | 0
2023-04-13 20:00 | 17 | 0 | 0 | 0 | 0 | 0 | 0 | 290 | 0 | 0 | 0 | 0 | 0 | 0 | 0
2023-04-13 20:30 | 18 | 0 | 0 | 0 | 0 | 0 | 0 | 290 | 0 | 0 | 0 | 0 | 0 | 0 | 0
2023-04-13 21:00 | 19 | 0 | 0 | 0 | 0 | 0 | 0 | 290 | 0 | 0 | 0 | 0 | 0 | 0 | 0
2023-04-13 21:30 | 20 | 0 | 0 | 0 | 0 | 0 | 0 | 290 | 0 | 0 | 0 | 0 | 0 | 0 | 0
2023-04-13 22:00 | 21 | 0 | 0 | 0 | 0 | 0 | 0 | 190 | 0 | 0 | 0 | 0 | 0 | 0 | 0
2023-04-13 22:30 | 22 | 0 | 0 | 0 | 0 | 0 | 0 | 190 | 0 | 0 | 0 | 0 | 0 | 0 | 0
2023-04-13 23:00 | 23 | 0 | 0 | 0 | 0 | 0 | 0 | 190 | 0 | 0 | 0 | 0 | 0 | 0 | 0
2023-04-13 23:30 | 24 | 0 | 0 | 0 | 0 | 0 | 0 | 190 | 0 | 0 | 0 | 0 | 0 | 0 | 0
2023-04-14 | 1 | 0 | 0 | 0 | 0 | 0 | 0 | 190 | 0 | 0 | 0 | 0 | 0 | 0 | 0
2023-04-14 00:30 | 2 | 0 | 0 | 0 | 0 | 0 | 0 | 190 | 0 | 0 | 0 | 0 | 0 | 0 | 0
2023-04-14 01:00 | 3 | 0 | 0 | 0 | 0 | 0 | 0 | 190 | 0 | 0 | 0 | 0 | 0 | 0 | 0
2023-04-14 01:30 | 4 | 0 | 0 | 0 | 0 | 0 | 0 | 190 | 0 | 0 | 0 | 0 | 0 | 0 | 0
2023-04-14 02:00 | 5 | 0 | 0 | 0 | 0 | 0 | 0 | 190 | 0 | 0 | 0 | 0 | 0 | 0 | 0
2023-04-14 02:30 | 6 | 0 | 0 | 0 | 0 | 0 | 0 | 190 | 0 | 0 | 0 | 0 | 0 | 0 | 0
2023-04-14 03:00 | 7 | 0 | 0 | 0 | 0 | 0 | 0 | 190 | 0 | 0 | 0 | 0 | 0 | 0 | 0
2023-04-14 03:30 | 8 | 0 | 0 | 0 | 0 | 0 | 0 | 190 | 0 | 0 | 0 | 0 | 0 | 0 | 0
2023-04-14 04:00 | 9 | 0 | 0 | 0 | 0 | 0 | 0 | 190 | 0 | 0 | 0 | 0 | 0 | 0 | 0
2023-04-14 04:30 | 10 | 0 | 0 | 0 | 0 | 0 | 0 | 190 | 0 | 0 | 0 | 0 | 0 | 0 | 0
2023-04-14 05:00 | 11 | 0 | 0 | 0 | 0 | 0 | 0 | 190 | 0 | 0 | 0 | 0 | 0 | 0 | 0
2023-04-14 05:30 | 12 | 0 | 0 | 0 | 0 | 0 | 0 | 290 | 0 | 0 | 0 | 0 | 0 | 0 | 0
2023-04-14 06:00 | 13 | 0 | 0 | 0 | 0 | 0 | 0 | 290 | 0 | 0 | 0 | 0 | 0 | 0 | 0
2023-04-14 06:30 | 14 | 0 | 0 | 0 | 0 | 0 | 0 | 290 | 0 | 0 | 0 | 0 | 0 | 0 | 0
2023-04-14 07:00 | 15 | 0 | 0 | 0 | 0 | 0 | 0 | 290 | 0 | 0 | 0 | 0 | 0 | 0 | 0
2023-04-14 07:30 | 16 | 0 | 0 | 0 | 0 | 0 | 0 | 290 | 0 | 0 | 0 | 0 | 0 | 0 | 0
2023-04-14 08:00 | 17 | 0 | 0 | 0 | 0 | 0 | 0 | 290 | 0 | 0 | 0 | 0 | 0 | 0 | 0
2023-04-14 08:30 | 18 | 0 | 0 | 0 | 0 | 0 | 0 | 290 | 0 | 0 | 0 | 0 | 0 | 0 | 0
2023-04-14 09:00 | 19 | 0 | 0 | 0 | 0 | 0 | 0 | 290 | 0 | 0 | 0 | 0 | 0 | 0 | 0
2023-04-14 09:30 | 20 | 0 | 0 | 0 | 0 | 0 | 0 | 290 | 0 | 0 | 0 | 0 | 0 | 0 | 0
2023-04-14 10:00 | 21 | 0 | 0 | 0 | 0 | 0 | 0 | 190 | 0 | 0 | 0 | 0 | 0 | 0 | 0
2023-04-14 10:30 | 22 | 0 | 0 | 0 | 0 | 0 | 0 | 190 | 0 | 0 | 0 | 0 | 0 | 0 | 0
2023-04-14 11:00 | 23 | 0 | 0 | 0 | 0 | 0 | 0 | 190 | 0 | 0 | 0 | 0 | 0 | 0 | 0
2023-04-14 11:30 | 24 | 0 | 0 | 0 | 0 | 0 | 0 | 190 | 0 | 0 | 0 | 0 | 0 | 0 | 0
2023-04-14 12:00 | 1 | 0 | 0 | 0 | 0 | 0 | 0 | 190 | 0 | 0 | 0 | 0 | 0 | 0 | 0
2023-04-14 12:30 | 2 | 0 | 0 | 0 | 0 | 0 | 0 | 190 | 0 | 0 | 0 | 0 | 0 | 0 | 0
2023-04-14 13:00 | 3 | 0 | 0 | 0 | 0 | 0 | 0 | 190 | 0 | 0 | 0 | 0 | 0 | 0 | 0
2023-04-14 13:30 | 4 | 0 | 0 | 0 | 0 | 0 | 0 | 190 | 0 | 0 | 0 | 0 | 0 | 0 | 0
2023-04-14 14:00 | 5 | 0 | 0 | 0 | 0 | 0 | 0 | 190 | 0 | 0 | 0 | 0 | 0 | 0 | 0
2023-04-14 14:30 | 6 | 0 | 0 | 0 | 0 | 0 | 0 | 190 | 0 | 0 | 0 | 0 | 0 | 0 | 0
2023-04-14 15:00 | 7 | 0 | 0 | 0 | 0 | 0 | 0 | 190 | 0 | 0 | 0 | 0 | 0 | 0 | 0
2023-04-14 15:30 | 8 | 0 | 0 | 0 | 0 | 0 | 0 | 190 | 0 | 0 | 0 | 0 | 0 | 0 | 0
2023-04-14 16:00 | 9 | 0 | 0 | 0 | 0 | 0 | 0 | 190 | 0 | 0 | 0 | 0 | 0 | 0 | 0
2023-04-14 16:30 | 10 | 0 | 0 | 0 | 0 | 0 | 0 | 190 | 0 | 0 | 0 | 0 | 0 | 0 | 0
2023-04-14 17:00 | 11 | 0 | 0 | 0 | 0 | 0 | 0 | 190 | 0 | 0 | 0 | 0 | 0 | 0 | 0
2023-04-14 17:30 | 12 | 0 | 0 | 0 | 0 | 0 | 0 | 290 | 0 | 0 | 0 | 0 | 0 | 0 | 0
2023-04-14 18:00 | 13 | 0 | 0 | 0 | 0 | 0 | 0 | 290 | 0 | 0 | 0 | 0 | 0 | 0 | 0
2023-04-14 18:30 | 14 | 0 | 0 | 0 | 0 | 0 | 0 | 290 | 0 | 0 | 0 | 0 | 0 | 0 | 0
2023-04-14 19:00 | 15 | 0 | 0 | 0 | 0 | 0 | 0 | 290 | 0 | 0 | 0 | 0 | 0 | 0 | 0
2023-04-14 19:30 | 16 | 0 | 0 | 0 | 0 | 0 | 0 | 290 | 0 | 0 | 0 | 0 | 0 | 0 | 0
2023-04-14 20:00 | 17 | 0 | 0 | 0 | 0 | 0 | 0 | 290 | 0 | 0 | 0 | 0 | 0 | 0 | 0
2023-04-14 20:30 | 18 | 0 | 0 | 0 | 0 | 0 | 0 | 290 | 0 | 0 | 0 | 0 | 0 | 0 | 0
2023-04-14 21:00 | 19 | 0 | 0 | 0 | 0 | 0 | 0 | 290 | 0 | 0 | 0 | 0 | 0 | 0 | 0
2023-04-14 21:30 | 20 | 0 | 0 | 0 | 0 | 0 | 0 | 290 | 0 | 0 | 0 | 0 | 0 | 0 | 0
2023-04-14 22:00 | 21 | 0 | 0 | 0 | 0 | 0 | 0 | 190 | 0 | 0 | 0 | 0 | 0 | 0 | 0
2023-04-14 22:30 | 22 | 0 | 0 | 0 | 0 | 0 | 0 | 190 | 0 | 0 | 0 | 0 | 0 | 0 | 0
2023-04-14 23:00 | 23 | 0 | 0 | 0 | 0 | 0 | 0 | 190 | 0 | 0 | 0 | 0 | 0 | 0 | 0
2023-04-14 23:30 | 24 | 0 | 0 | 0 | 0 | 0 | 0 | 190 | 0 | 0 | 0 | 0 | 0 | 0 | 0
2023-04-15 | 1 | 0 | 0 | 0 | 0 | 0 | 0 | 190 | 0 | 0 | 0 | 0 | 0 | 0 | 0
2023-04-15 00:30 | 2 | 0 | 0 | 0 | 0 | 0 | 0 | 190 | 0 | 0 | 0 | 0 | 0 | 0 | 0
2023-04-15 01:00 | 3 | 0 | 0 | 0 | 0 | 0 | 0 | 190 | 0 | 0 | 0 | 0 | 0 | 0 | 0
2023-04-15 01:30 | 4 | 0 | 0 | 0 | 0 | 0 | 0 | 190 | 0 | 0 | 0 | 0 | 0 | 0 | 0
2023-04-15 02:00 | 5 | 0 | 0 | 0 | 0 | 0 | 0 | 190 | 0 | 0 | 0 | 0 | 0 | 0 | 0
2023-04-15 02:30 | 6 | 0 | 0 | 0 | 0 | 0 | 0 | 190 | 0 | 0 | 0 | 0 | 0 | 0 | 0
2023-04-15 03:00 | 7 | 0 | 0 | 0 | 0 | 0 | 0 | 190 | 0 | 0 | 0 | 0 | 0 | 0 | 0
2023-04-15 03:30 | 8 | 0 | 0 | 0 | 0 | 0 | 0 | 190 | 0 | 0 | 0 | 0 | 0 | 0 | 0
2023-04-15 04:00 | 9 | 0 | 0 | 0 | 0 | 0 | 0 | 190 | 0 | 0 | 0 | 0 | 0 | 0 | 0
2023-04-15 04:30 | 10 | 0 | 0 | 0 | 0 | 0 | 0 | 190 | 0 | 0 | 0 | 0 | 0 | 0 | 0
2023-04-15 05:00 | 11 | 0 | 0 | 0 | 0 | 0 | 0 | 190 | 0 | 0 | 0 | 0 | 0 | 0 | 0
2023-04-15 05:30 | 12 | 0 | 0 | 0 | 0 | 0 | 0 | 290 | 0 | 0 | 0 | 0 | 0 | 0 | 0
2023-04-15 06:00 | 13 | 0 | 0 | 0 | 0 | 0 | 0 | 290 | 0 | 0 | 0 | 0 | 0 | 0 | 0
2023-04-15 06:30 | 14 | 0 | 0 | 0 | 0 | 0 | 0 | 290 | 0 | 0 | 0 | 0 | 0 | 0 | 0
2023-04-15 07:00 | 15 | 0 | 0 | 0 | 0 | 0 | 0 | 290 | 0 | 0 | 0 | 0 | 0 | 0 | 0
2023-04-15 07:30 | 16 | 0 | 0 | 0 | 0 | 0 | 0 | 290 | 0 | 0 | 0 | 0 | 0 | 0 | 0
2023-04-15 08:00 | 17 | 0 | 0 | 0 | 0 | 0 | 0 | 290 | 0 | 0 | 0 | 0 | 0 | 0 | 0
2023-04-15 08:30 | 18 | 0 | 0 | 0 | 0 | 0 | 0 | 290 | 0 | 0 | 0 | 0 | 0 | 0 | 0
2023-04-15 09:00 | 19 | 0 | 0 | 0 | 0 | 0 | 0 | 290 | 0 | 0 | 0 | 0 | 0 | 0 | 0
2023-04-15 09:30 | 20 | 0 | 0 | 0 | 0 | 0 | 0 | 290 | 0 | 0 | 0 | 0 | 0 | 0 | 0
2023-04-15 10:00 | 21 | 0 | 0 | 0 | 0 | 0 | 0 | 190 | 0 | 0 | 0 | 0 | 0 | 0 | 0
2023-04-15 10:30 | 22 | 0 | 0 | 0 | 0 | 0 | 0 | 190 | 0 | 0 | 0 | 0 | 0 | 0 | 0
2023-04-15 11:00 | 23 | 0 | 0 | 0 | 0 | 0 | 0 | 190 | 0 | 0 | 0 | 0 | 0 | 0 | 0
2023-04-15 11:30 | 24 | 0 | 0 | 0 | 0 | 0 | 0 | 190 | 0 | 0 | 0 | 0 | 0 | 0 | 0
2023-04-15 12:00 | 1 | 0 | 0 | 0 | 0 | 0 | 0 | 190 | 0 | 0 | 0 | 0 | 0 | 0 | 0
2023-04-15 12:30 | 2 | 0 | 0 | 0 | 0 | 0 | 0 | 190 | 0 | 0 | 0 | 0 | 0 | 0 | 0
2023-04-15 13:00 | 3 | 0 | 0 | 0 | 0 | 0 | 0 | 190 | 0 | 0 | 0 | 0 | 0 | 0 | 0
2023-04-15 13:30 | 4 | 0 | 0 | 0 | 0 | 0 | 0 | 190 | 0 | 0 | 0 | 0 | 0 | 0 | 0
2023-04-15 14:00 | 5 | 0 | 0 | 0 | 0 | 0 | 0 | 190 | 0 | 0 | 0 | 0 | 0 | 0 | 0
2023-04-15 14:30 | 6 | 0 | 0 | 0 | 0 | 0 | 0 | 190 | 0 | 0 | 0 | 0 | 0 | 0 | 0
2023-04-15 15:00 | 7 | 0 | 0 | 0 | 0 | 0 | 0 | 190 | 0 | 0 | 0 | 0 | 0 | 0 | 0
2023-04-15 15:30 | 8 | 0 | 0 | 0 | 0 | 0 | 0 | 190 | 0 | 0 | 0 | 0 | 0 | 0 | 0
2023-04-15 16:00 | 9 | 0 | 0 | 0 | 0 | 0 | 0 | 190 | 0 | 0 | 0 | 0 | 0 | 0 | 0
2023-04-15 16:30 | 10 | 0 | 0 | 0 | 0 | 0 | 0 | 190 | 0 | 0 | 0 | 0 | 0 | 0 | 0
2023-04-15 17:00 | 11 | 0 | 0 | 0 | 0 | 0 | 0 | 190 | 0 | 0 | 0 | 0 | 0 | 0 | 0
2023-04-15 17:30 | 12 | 0 | 0 | 0 | 0 | 0 | 0 | 290 | 0 | 0 | 0 | 0 | 0 | 0 | 0
2023-04-15 18:00 | 13 | 0 | 0 | 0 | 0 | 0 | 0 | 290 | 0 | 0 | 0 | 0 | 0 | 0 | 0
2023-04-15 18:30 | 14 | 0 | 0 | 0 | 0 | 0 | 0 | 290 | 0 | 0 | 0 | 0 | 0 | 0 | 0
2023-04-15 19:00 | 15 | 0 | 0 | 0 | 0 | 0 | 0 | 290 | 0 | 0 | 0 | 0 | 0 | 0 | 0
2023-04-15 19:30 | 16 | 0 | 0 | 0 | 0 | 0 | 0 | 290 | 0 | 0 | 0 | 0 | 0 | 0 | 0
2023-04-15 20:00 | 17 | 0 | 0 | 0 | 0 | 0 | 0 | 290 | 0 | 0 | 0 | 0 | 0 | 0 | 0
2023-04-15 20:30 | 18 | 0 | 0 | 0 | 0 | 0 | 0 | 290 | 0 | 0 | 0 | 0 | 0 | 0 | 0
2023-04-15 21:00 | 19 | 0 | 0 | 0 | 0 | 0 | 0 | 290 | 0 | 0 | 0 | 0 | 0 | 0 | 0
2023-04-15 21:30 | 20 | 0 | 0 | 0 | 0 | 0 | 0 | 290 | 0 | 0 | 0 | 0 | 0 | 0 | 0
2023-04-15 22:00 | 21 | 0 | 0 | 0 | 0 | 0 | 0 | 190 | 0 | 0 | 0 | 0 | 0 | 0 | 0
2023-04-15 22:30 | 22 | 0 | 0 | 0 | 0 | 0 | 0 | 190 | 0 | 0 | 0 | 0 | 0 | 0 | 0
2023-04-15 23:00 | 23 | 0 | 0 | 0 | 0 | 0 | 0 | 190 | 0 | 0 | 0 | 0 | 0 | 0 | 0
2023-04-15 23:30 | 24 | 0 | 0 | 0 | 0 | 0 | 0 | 190 | 0 | 0 | 0 | 0 | 0 | 0 | 0
2023-04-16 | 1 | 0 | 0 | 0 | 0 | 0 | 0 | 190 | 0 | 0 | 0 | 0 | 0 | 0 | 0
2023-04-16 00:30 | 2 | 0 | 0 | 0 | 0 | 0 | 0 | 190 | 0 | 0 | 0 | 0 | 0 | 0 | 0
2023-04-16 01:00 | 3 | 0 | 0 | 0 | 0 | 0 | 0 | 190 | 0 | 0 | 0 | 0 | 0 | 0 | 0
2023-04-16 01:30 | 4 | 0 | 0 | 0 | 0 | 0 | 0 | 190 | 0 | 0 | 0 | 0 | 0 | 0 | 0
2023-04-16 02:00 | 5 | 0 | 0 | 0 | 0 | 0 | 0 | 190 | 0 | 0 | 0 | 0 | 0 | 0 | 0
2023-04-16 02:30 | 6 | 0 | 0 | 0 | 0 | 0 | 0 | 190 | 0 | 0 | 0 | 0 | 0 | 0 | 0
2023-04-16 03:00 | 7 | 0 | 0 | 0 | 0 | 0 | 0 | 190 | 0 | 0 | 0 | 0 | 0 | 0 | 0
2023-04-16 03:30 | 8 | 0 | 0 | 0 | 0 | 0 | 0 | 190 | 0 | 0 | 0 | 0 | 0 | 0 | 0
2023-04-16 04:00 | 9 | 0 | 0 | 0 | 0 | 0 | 0 | 190 | 0 | 0 | 0 | 0 | 0 | 0 | 0
2023-04-16 04:30 | 10 | 0 | 0 | 0 | 0 | 0 | 0 | 190 | 0 | 0 | 0 | 0 | 0 | 0 | 0
2023-04-16 05:00 | 11 | 0 | 0 | 0 | 0 | 0 | 0 | 190 | 0 | 0 | 0 | 0 | 0 | 0 | 0
2023-04-16 05:30 | 12 | 0 | 0 | 0 | 0 | 0 | 0 | 290 | 0 | 0 | 0 | 0 | 0 | 0 | 0
2023-04-16 06:00 | 13 | 0 | 0 | 0 | 0 | 0 | 0 | 290 | 0 | 0 | 0 | 0 | 0 | 0 | 0
2023-04-16 06:30 | 14 | 0 | 0 | 0 | 0 | 0 | 0 | 290 | 0 | 0 | 0 | 0 | 0 | 0 | 0
2023-04-16 07:00 | 15 | 0 | 0 | 0 | 0 | 0 | 0 | 290 | 0 | 0 | 0 | 0 | 0 | 0 | 0
2023-04-16 07:30 | 16 | 0 | 0 | 0 | 0 | 0 | 0 | 290 | 0 | 0 | 0 | 0 | 0 | 0 | 0
2023-04-16 08:00 | 17 | 0 | 0 | 0 | 0 | 0 | 0 | 290 | 0 | 0 | 0 | 0 | 0 | 0 | 0
2023-04-16 08:30 | 18 | 0 | 0 | 0 | 0 | 0 | 0 | 290 | 0 | 0 | 0 | 0 | 0 | 0 | 0
2023-04-16 09:00 | 19 | 0 | 0 | 0 | 0 | 0 | 0 | 290 | 0 | 0 | 0 | 0 | 0 | 0 | 0
2023-04-16 09:30 | 20 | 0 | 0 | 0 | 0 | 0 | 0 | 290 | 0 | 0 | 0 | 0 | 0 | 0 | 0
2023-04-16 10:00 | 21 | 0 | 0 | 0 | 0 | 0 | 0 | 190 | 0 | 0 | 0 | 0 | 0 | 0 | 0
2023-04-16 10:30 | 22 | 0 | 0 | 0 | 0 | 0 | 0 | 190 | 0 | 0 | 0 | 0 | 0 | 0 | 0
2023-04-16 11:00 | 23 | 0 | 0 | 0 | 0 | 0 | 0 | 190 | 0 | 0 | 0 | 0 | 0 | 0 | 0
2023-04-16 11:30 | 24 | 0 | 0 | 0 | 0 | 0 | 0 | 190 | 0 | 0 | 0 | 0 | 0 | 0 | 0
2023-04-16 12:00 | 1 | 0 | 0 | 0 | 0 | 0 | 0 | 190 | 0 | 0 | 0 | 0 | 0 | 0 | 0
2023-04-16 12:30 | 2 | 0 | 0 | 0 | 0 | 0 | 0 | 190 | 0 | 0 | 0 | 0 | 0 | 0 | 0
2023-04-16 13:00 | 3 | 0 | 0 | 0 | 0 | 0 | 0 | 190 | 0 | 0 | 0 | 0 | 0 | 0 | 0
2023-04-16 13:30 | 4 | 0 | 0 | 0 | 0 | 0 | 0 | 190 | 0 | 0 | 0 | 0 | 0 | 0 | 0
2023-04-16 14:00 | 5 | 0 | 0 | 0 | 0 | 0 | 0 | 190 | 0 | 0 | 0 | 0 | 0 | 0 | 0
2023-04-16 14:30 | 6 | 0 | 0 | 0 | 0 | 0 | 0 | 190 | 0 | 0 | 0 | 0 | 0 | 0 | 0
2023-04-16 15:00 | 7 | 0 | 0 | 0 | 0 | 0 | 0 | 190 | 0 | 0 | 0 | 0 | 0 | 0 | 0
2023-04-16 15:30 | 8 | 0 | 0 | 0 | 0 | 0 | 0 | 190 | 0 | 0 | 0 | 0 | 0 | 0 | 0
2023-04-16 16:00 | 9 | 0 | 0 | 0 | 0 | 0 | 0 | 190 | 0 | 0 | 0 | 0 | 0 | 0 | 0
2023-04-16 16:30 | 10 | 0 | 0 | 0 | 0 | 0 | 0 | 190 | 0 | 0 | 0 | 0 | 0 | 0 | 0
2023-04-16 17:00 | 11 | 0 | 0 | 0 | 0 | 0 | 0 | 190 | 0 | 0 | 0 | 0 | 0 | 0 | 0
2023-04-16 17:30 | 12 | 0 | 0 | 0 | 0 | 0 | 0 | 290 | 0 | 0 | 0 | 0 | 0 | 0 | 0
2023-04-16 18:00 | 13 | 0 | 0 | 0 | 0 | 0 | 0 | 290 | 0 | 0 | 0 | 0 | 0 | 0 | 0
2023-04-16 18:30 | 14 | 0 | 0 | 0 | 0 | 0 | 0 | 290 | 0 | 0 | 0 | 0 | 0 | 0 | 0
2023-04-16 19:00 | 15 | 0 | 0 | 0 | 0 | 0 | 0 | 290 | 0 | 0 | 0 | 0 | 0 | 0 | 0
2023-04-16 19:30 | 16 | 0 | 0 | 0 | 0 | 0 | 0 | 290 | 0 | 0 | 0 | 0 | 0 | 0 | 0
2023-04-16 20:00 | 17 | 0 | 0 | 0 | 0 | 0 | 0 | 290 | 0 | 0 | 0 | 0 | 0 | 0 | 0
2023-04-16 20:30 | 18 | 0 | 0 | 0 | 0 | 0 | 0 | 290 | 0 | 0 | 0 | 0 | 0 | 0 | 0
2023-04-16 21:00 | 19 | 0 | 0 | 0 | 0 | 0 | 0 | 290 | 0 | 0 | 0 | 0 | 0 | 0 | 0
2023-04-16 21:30 | 20 | 0 | 0 | 0 | 0 | 0 | 0 | 290 | 0 | 0 | 0 | 0 | 0 | 0 | 0
2023-04-16 22:00 | 21 | 0 | 0 | 0 | 0 | 0 | 0 | 190 | 0 | 0 | 0 | 0 | 0 | 0 | 0
2023-04-16 22:30 | 22 | 0 | 0 | 0 | 0 | 0 | 0 | 190 | 0 | 0 | 0 | 0 | 0 | 0 | 0
2023-04-16 23:00 | 23 | 0 | 0 | 0 | 0 | 0 | 0 | 190 | 0 | 0 | 0 | 0 | 0 | 0 | 0
2023-04-16 23:30 | 24 | 0 | 0 | 0 | 0 | 0 | 0 | 190 | 0 | 0 | 0 | 0 | 0 | 0 | 0
2023-04-17 | 1 | 0 | 0 | 0 | 0 | 0 | 0 | 190 | 0 | 0 | 0 | 0 | 0 | 0 | 0
2023-04-17 00:30 | 2 | 0 | 0 | 0 | 0 | 0 | 0 | 190 | 0 | 0 | 0 | 0 | 0 | 0 | 0
2023-04-17 01:00 | 3 | 0 | 0 | 0 | 0 | 0 | 0 | 190 | 0 | 0 | 0 | 0 | 0 | 0 | 0
2023-04-17 01:30 | 4 | 0 | 0 | 0 | 0 | 0 | 0 | 190 | 0 | 0 | 0 | 0 | 0 | 0 | 0
2023-04-17 02:00 | 5 | 0 | 0 | 0 | 0 | 0 | 0 | 190 | 0 | 0 | 0 | 0 | 0 | 0 | 0
2023-04-17 02:30 | 6 | 0 | 0 | 0 | 0 | 0 | 0 | 190 | 0 | 0 | 0 | 0 | 0 | 0 | 0
2023-04-17 03:00 | 7 | 0 | 0 | 0 | 0 | 0 | 0 | 190 | 0 | 0 | 0 | 0 | 0 | 0 | 0
2023-04-17 03:30 | 8 | 0 | 0 | 0 | 0 | 0 | 0 | 190 | 0 | 0 | 0 | 0 | 0 | 0 | 0
2023-04-17 04:00 | 9 | 0 | 0 | 0 | 0 | 0 | 0 | 190 | 0 | 0 | 0 | 0 | 0 | 0 | 0
2023-04-17 04:30 | 10 | 0 | 0 | 0 | 0 | 0 | 0 | 190 | 0 | 0 | 0 | 0 | 0 | 0 | 0
2023-04-17 05:00 | 11 | 0 | 0 | 0 | 0 | 0 | 0 | 190 | 0 | 0 | 0 | 0 | 0 | 0 | 0
2023-04-17 05:30 | 12 | 0 | 0 | 0 | 0 | 0 | 0 | 290 | 0 | 0 | 0 | 0 | 0 | 0 | 0
2023-04-17 06:00 | 13 | 0 | 0 | 0 | 0 | 0 | 0 | 290 | 0 | 0 | 0 | 0 | 0 | 0 | 0
2023-04-17 06:30 | 14 | 0 | 0 | 0 | 0 | 0 | 0 | 290 | 0 | 0 | 0 | 0 | 0 | 0 | 0
2023-04-17 07:00 | 15 | 0 | 0 | 0 | 0 | 0 | 0 | 290 | 0 | 0 | 0 | 0 | 0 | 0 | 0
2023-04-17 07:30 | 16 | 0 | 0 | 0 | 0 | 0 | 0 | 290 | 0 | 0 | 0 | 0 | 0 | 0 | 0
2023-04-17 08:00 | 17 | 0 | 0 | 0 | 0 | 0 | 0 | 290 | 0 | 0 | 0 | 0 | 0 | 0 | 0
2023-04-17 08:30 | 18 | 0 | 0 | 0 | 0 | 0 | 0 | 290 | 0 | 0 | 0 | 0 | 0 | 0 | 0
2023-04-17 09:00 | 19 | 0 | 0 | 0 | 0 | 0 | 0 | 290 | 0 | 0 | 0 | 0 | 0 | 0 | 0
2023-04-17 09:30 | 20 | 0 | 0 | 0 | 0 | 0 | 0 | 290 | 0 | 0 | 0 | 0 | 0 | 0 | 0
2023-04-17 10:00 | 21 | 0 | 0 | 0 | 0 | 0 | 0 | 190 | 0 | 0 | 0 | 0 | 0 | 0 | 0
2023-04-17 10:30 | 22 | 0 | 0 | 0 | 0 | 0 | 0 | 190 | 0 | 0 | 0 | 0 | 0 | 0 | 0
2023-04-17 11:00 | 23 | 0 | 0 | 0 | 0 | 0 | 0 | 190 | 0 | 0 | 0 | 0 | 0 | 0 | 0
2023-04-17 11:30 | 24 | 0 | 0 | 0 | 0 | 0 | 0 | 190 | 0 | 0 | 0 | 0 | 0 | 0 | 0
2023-04-17 12:00 | 1 | 0 | 0 | 0 | 0 | 0 | 0 | 190 | 0 | 0 | 0 | 0 | 0 | 0 | 0
2023-04-17 12:30 | 2 | 0 | 0 | 0 | 0 | 0 | 0 | 190 | 0 | 0 | 0 | 0 | 0 | 0 | 0
2023-04-17 13:00 | 3 | 0 | 0 | 0 | 0 | 0 | 0 | 190 | 0 | 0 | 0 | 0 | 0 | 0 | 0
2023-04-17 13:30 | 4 | 0 | 0 | 0 | 0 | 0 | 0 | 190 | 0 | 0 | 0 | 0 | 0 | 0 | 0
2023-04-17 14:00 | 5 | 0 | 0 | 0 | 0 | 0 | 0 | 190 | 0 | 0 | 0 | 0 | 0 | 0 | 0
2023-04-17 14:30 | 6 | 0 | 0 | 0 | 0 | 0 | 0 | 190 | 0 | 0 | 0 | 0 | 0 | 0 | 0
2023-04-17 15:00 | 7 | 0 | 0 | 0 | 0 | 0 | 0 | 190 | 0 | 0 | 0 | 0 | 0 | 0 | 0
2023-04-17 15:30 | 8 | 0 | 0 | 0 | 0 | 0 | 0 | 190 | 0 | 0 | 0 | 0 | 0 | 0 | 0
2023-04-17 16:00 | 9 | 0 | 0 | 0 | 0 | 0 | 0 | 190 | 0 | 0 | 0 | 0 | 0 | 0 | 0
2023-04-17 16:30 | 10 | 0 | 0 | 0 | 0 | 0 | 0 | 190 | 0 | 0 | 0 | 0 | 0 | 0 | 0
2023-04-17 17:00 | 11 | 0 | 0 | 0 | 0 | 0 | 0 | 190 | 0 | 0 | 0 | 0 | 0 | 0 | 0
2023-04-17 17:30 | 12 | 0 | 0 | 0 | 0 | 0 | 0 | 290 | 0 | 0 | 0 | 0 | 0 | 0 | 0
2023-04-17 18:00 | 13 | 0 | 0 | 0 | 0 | 0 | 0 | 290 | 0 | 0 | 0 | 0 | 0 | 0 | 0
2023-04-17 18:30 | 14 | 0 | 0 | 0 | 0 | 0 | 0 | 290 | 0 | 0 | 0 | 0 | 0 | 0 | 0
2023-04-17 19:00 | 15 | 0 | 0 | 0 | 0 | 0 | 0 | 290 | 0 | 0 | 0 | 0 | 0 | 0 | 0
2023-04-17 19:30 | 16 | 0 | 0 | 0 | 0 | 0 | 0 | 290 | 0 | 0 | 0 | 0 | 0 | 0 | 0
2023-04-17 20:00 | 17 | 0 | 0 | 0 | 0 | 0 | 0 | 290 | 0 | 0 | 0 | 0 | 0 | 0 | 0
2023-04-17 20:30 | 18 | 0 | 0 | 0 | 0 | 0 | 0 | 290 | 0 | 0 | 0 | 0 | 0 | 0 | 0
2023-04-17 21:00 | 19 | 0 | 0 | 0 | 0 | 0 | 0 | 290 | 0 | 0 | 0 | 0 | 0 | 0 | 0
2023-04-17 21:30 | 20 | 0 | 0 | 0 | 0 | 0 | 0 | 290 | 0 | 0 | 0 | 0 | 0 | 0 | 0
2023-04-17 22:00 | 21 | 0 | 0 | 0 | 0 | 0 | 0 | 190 | 0 | 0 | 0 | 0 | 0 | 0 | 0
2023-04-17 22:30 | 22 | 0 | 0 | 0 | 0 | 0 | 0 | 190 | 0 | 0 | 0 | 0 | 0 | 0 | 0
2023-04-17 23:00 | 23 | 0 | 0 | 0 | 0 | 0 | 0 | 190 | 0 | 0 | 0 | 0 | 0 | 0 | 0
2023-04-17 23:30 | 24 | 0 | 0 | 0 | 0 | 0 | 0 | 190 | 0 | 0 | 0 | 0 | 0 | 0 | 0
2023-04-18 | 1 | 0 | 0 | 0 | 0 | 0 | 0 | 190 | 0 | 0 | 0 | 0 | 0 | 0 | 0
2023-04-18 00:30 | 2 | 0 | 0 | 0 | 0 | 0 | 0 | 190 | 0 | 0 | 0 | 0 | 0 | 0 | 0
2023-04-18 01:00 | 3 | 0 | 0 | 0 | 0 | 0 | 0 | 190 | 0 | 0 | 0 | 0 | 0 | 0 | 0
2023-04-18 01:30 | 4 | 0 | 0 | 0 | 0 | 0 | 0 | 190 | 0 | 0 | 0 | 0 | 0 | 0 | 0
2023-04-18 02:00 | 5 | 0 | 0 | 0 | 0 | 0 | 0 | 190 | 0 | 0 | 0 | 0 | 0 | 0 | 0
2023-04-18 02:30 | 6 | 0 | 0 | 0 | 0 | 0 | 0 | 190 | 0 | 0 | 0 | 0 | 0 | 0 | 0
2023-04-18 03:00 | 7 | 0 | 0 | 0 | 0 | 0 | 0 | 190 | 0 | 0 | 0 | 0 | 0 | 0 | 0
2023-04-18 03:30 | 8 | 0 | 0 | 0 | 0 | 0 | 0 | 190 | 0 | 0 | 0 | 0 | 0 | 0 | 0
2023-04-18 04:00 | 9 | 0 | 0 | 0 | 0 | 0 | 0 | 190 | 0 | 0 | 0 | 0 | 0 | 0 | 0
2023-04-18 04:30 | 10 | 0 | 0 | 0 | 0 | 0 | 0 | 190 | 0 | 0 | 0 | 0 | 0 | 0 | 0
2023-04-18 05:00 | 11 | 0 | 0 | 0 | 0 | 0 | 0 | 190 | 0 | 0 | 0 | 0 | 0 | 0 | 0
2023-04-18 05:30 | 12 | 0 | 0 | 0 | 0 | 0 | 0 | 290 | 0 | 0 | 0 | 0 | 0 | 0 | 0
2023-04-18 06:00 | 13 | 0 | 0 | 0 | 0 | 0 | 0 | 290 | 0 | 0 | 0 | 0 | 0 | 0 | 0
2023-04-18 06:30 | 14 | 0 | 0 | 0 | 0 | 0 | 0 | 290 | 0 | 0 | 0 | 0 | 0 | 0 | 0
2023-04-18 07:00 | 15 | 0 | 0 | 0 | 0 | 0 | 0 | 290 | 0 | 0 | 0 | 0 | 0 | 0 | 0
2023-04-18 07:30 | 16 | 0 | 0 | 0 | 0 | 0 | 0 | 290 | 0 | 0 | 0 | 0 | 0 | 0 | 0
2023-04-18 08:00 | 17 | 0 | 0 | 0 | 0 | 0 | 0 | 290 | 0 | 0 | 0 | 0 | 0 | 0 | 0
2023-04-18 08:30 | 18 | 0 | 0 | 0 | 0 | 0 | 0 | 290 | 0 | 0 | 0 | 0 | 0 | 0 | 0
2023-04-18 09:00 | 19 | 0 | 0 | 0 | 0 | 0 | 0 | 290 | 0 | 0 | 0 | 0 | 0 | 0 | 0
2023-04-18 09:30 | 20 | 0 | 0 | 0 | 0 | 0 | 0 | 290 | 0 | 0 | 0 | 0 | 0 | 0 | 0
2023-04-18 10:00 | 21 | 0 | 0 | 0 | 0 | 0 | 0 | 190 | 0 | 0 | 0 | 0 | 0 | 0 | 0
2023-04-18 10:30 | 22 | 0 | 0 | 0 | 0 | 0 | 0 | 190 | 0 | 0 | 0 | 0 | 0 | 0 | 0
2023-04-18 11:00 | 23 | 0 | 0 | 0 | 0 | 0 | 0 | 190 | 0 | 0 | 0 | 0 | 0 | 0 | 0
2023-04-18 11:30 | 24 | 0 | 0 | 0 | 0 | 0 | 0 | 190 | 0 | 0 | 0 | 0 | 0 | 0 | 0
2023-04-18 12:00 | 1 | 0 | 0 | 0 | 0 | 0 | 0 | 190 | 0 | 0 | 0 | 0 | 0 | 0 | 0
2023-04-18 12:30 | 2 | 0 | 0 | 0 | 0 | 0 | 0 | 190 | 0 | 0 | 0 | 0 | 0 | 0 | 0
2023-04-18 13:00 | 3 | 0 | 0 | 0 | 0 | 0 | 0 | 190 | 0 | 0 | 0 | 0 | 0 | 0 | 0
2023-04-18 13:30 | 4 | 0 | 0 | 0 | 0 | 0 | 0 | 190 | 0 | 0 | 0 | 0 | 0 | 0 | 0
2023-04-18 14:00 | 5 | 0 | 0 | 0 | 0 | 0 | 0 | 190 | 0 | 0 | 0 | 0 | 0 | 0 | 0
2023-04-18 14:30 | 6 | 0 | 0 | 0 | 0 | 0 | 0 | 190 | 0 | 0 | 0 | 0 | 0 | 0 | 0
2023-04-18 15:00 | 7 | 0 | 0 | 0 | 0 | 0 | 0 | 190 | 0 | 0 | 0 | 0 | 0 | 0 | 0
2023-04-18 15:30 | 8 | 0 | 0 | 0 | 0 | 0 | 0 | 190 | 0 | 0 | 0 | 0 | 0 | 0 | 0
2023-04-18 16:00 | 9 | 0 | 0 | 0 | 0 | 0 | 0 | 190 | 0 | 0 | 0 | 0 | 0 | 0 | 0
2023-04-18 16:30 | 10 | 0 | 0 | 0 | 0 | 0 | 0 | 190 | 0 | 0 | 0 | 0 | 0 | 0 | 0
2023-04-18 17:00 | 11 | 0 | 0 | 0 | 0 | 0 | 0 | 190 | 0 | 0 | 0 | 0 | 0 | 0 | 0
2023-04-18 17:30 | 12 | 0 | 0 | 0 | 0 | 0 | 0 | 290 | 0 | 0 | 0 | 0 | 0 | 0 | 0
2023-04-18 18:00 | 13 | 0 | 0 | 0 | 0 | 0 | 0 | 290 | 0 | 0 | 0 | 0 | 0 | 0 | 0
2023-04-18 18:30 | 14 | 0 | 0 | 0 | 0 | 0 | 0 | 290 | 0 | 0 | 0 | 0 | 0 | 0 | 0
2023-04-18 19:00 | 15 | 0 | 0 | 0 | 0 | 0 | 0 | 290 | 0 | 0 | 0 | 0 | 0 | 0 | 0
2023-04-18 19:30 | 16 | 0 | 0 | 0 | 0 | 0 | 0 | 290 | 0 | 0 | 0 | 0 | 0 | 0 | 0
2023-04-18 20:00 | 17 | 0 | 0 | 0 | 0 | 0 | 0 | 290 | 0 | 0 | 0 | 0 | 0 | 0 | 0
2023-04-18 20:30 | 18 | 0 | 0 | 0 | 0 | 0 | 0 | 290 | 0 | 0 | 0 | 0 | 0 | 0 | 0
2023-04-18 21:00 | 19 | 0 | 0 | 0 | 0 | 0 | 0 | 290 | 0 | 0 | 0 | 0 | 0 | 0 | 0
2023-04-18 21:30 | 20 | 0 | 0 | 0 | 0 | 0 | 0 | 290 | 0 | 0 | 0 | 0 | 0 | 0 | 0
2023-04-18 22:00 | 21 | 0 | 0 | 0 | 0 | 0 | 0 | 190 | 0 | 0 | 0 | 0 | 0 | 0 | 0
2023-04-18 22:30 | 22 | 0 | 0 | 0 | 0 | 0 | 0 | 190 | 0 | 0 | 0 | 0 | 0 | 0 | 0
2023-04-18 23:00 | 23 | 0 | 0 | 0 | 0 | 0 | 0 | 190 | 0 | 0 | 0 | 0 | 0 | 0 | 0
2023-04-18 23:30 | 24 | 0 | 0 | 0 | 0 | 0 | 0 | 190 | 0 | 0 | 0 | 0 | 0 | 0 | 0
2023-04-19 | 1 | 0 | 0 | 0 | 0 | 0 | 0 | 190 | 0 | 0 | 0 | 0 | 0 | 0 | 0
2023-04-19 00:30 | 2 | 0 | 0 | 0 | 0 | 0 | 0 | 190 | 0 | 0 | 0 | 0 | 0 | 0 | 0
2023-04-19 01:00 | 3 | 0 | 0 | 0 | 0 | 0 | 0 | 190 | 0 | 0 | 0 | 0 | 0 | 0 | 0
2023-04-19 01:30 | 4 | 0 | 0 | 0 | 0 | 0 | 0 | 190 | 0 | 0 | 0 | 0 | 0 | 0 | 0
2023-04-19 02:00 | 5 | 0 | 0 | 0 | 0 | 0 | 0 | 190 | 0 | 0 | 0 | 0 | 0 | 0 | 0
2023-04-19 02:30 | 6 | 0 | 0 | 0 | 0 | 0 | 0 | 190 | 0 | 0 | 0 | 0 | 0 | 0 | 0
2023-04-19 03:00 | 7 | 0 | 0 | 0 | 0 | 0 | 0 | 190 | 0 | 0 | 0 | 0 | 0 | 0 | 0
2023-04-19 03:30 | 8 | 0 | 0 | 0 | 0 | 0 | 0 | 190 | 0 | 0 | 0 | 0 | 0 | 0 | 0
2023-04-19 04:00 | 9 | 0 | 0 | 0 | 0 | 0 | 0 | 190 | 0 | 0 | 0 | 0 | 0 | 0 | 0
2023-04-19 04:30 | 10 | 0 | 0 | 0 | 0 | 0 | 0 | 190 | 0 | 0 | 0 | 0 | 0 | 0 | 0
2023-04-19 05:00 | 11 | 0 | 0 | 0 | 0 | 0 | 0 | 190 | 0 | 0 | 0 | 0 | 0 | 0 | 0
2023-04-19 05:30 | 12 | 0 | 0 | 0 | 0 | 0 | 0 | 290 | 0 | 0 | 0 | 0 | 0 | 0 | 0
2023-04-19 06:00 | 13 | 0 | 0 | 0 | 0 | 0 | 0 | 290 | 0 | 0 | 0 | 0 | 0 | 0 | 0
2023-04-19 06:30 | 14 | 0 | 0 | 0 | 0 | 0 | 0 | 290 | 0 | 0 | 0 | 0 | 0 | 0 | 0
2023-04-19 07:00 | 15 | 0 | 0 | 0 | 0 | 0 | 0 | 290 | 0 | 0 | 0 | 0 | 0 | 0 | 0
2023-04-19 07:30 | 16 | 0 | 0 | 0 | 0 | 0 | 0 | 290 | 0 | 0 | 0 | 0 | 0 | 0 | 0
2023-04-19 08:00 | 17 | 0 | 0 | 0 | 0 | 0 | 0 | 290 | 0 | 0 | 0 | 0 | 0 | 0 | 0
2023-04-19 08:30 | 18 | 0 | 0 | 0 | 0 | 0 | 0 | 290 | 0 | 0 | 0 | 0 | 0 | 0 | 0
2023-04-19 09:00 | 19 | 0 | 0 | 0 | 0 | 0 | 0 | 290 | 0 | 0 | 0 | 0 | 0 | 0 | 0
2023-04-19 09:30 | 20 | 0 | 0 | 0 | 0 | 0 | 0 | 290 | 0 | 0 | 0 | 0 | 0 | 0 | 0
2023-04-19 10:00 | 21 | 0 | 0 | 0 | 0 | 0 | 0 | 190 | 0 | 0 | 0 | 0 | 0 | 0 | 0
2023-04-19 10:30 | 22 | 0 | 0 | 0 | 0 | 0 | 0 | 190 | 0 | 0 | 0 | 0 | 0 | 0 | 0
2023-04-19 11:00 | 23 | 0 | 0 | 0 | 0 | 0 | 0 | 190 | 0 | 0 | 0 | 0 | 0 | 0 | 0
2023-04-19 11:30 | 24 | 0 | 0 | 0 | 0 | 0 | 0 | 190 | 0 | 0 | 0 | 0 | 0 | 0 | 0
2023-04-19 12:00 | 1 | 0 | 0 | 0 | 0 | 0 | 0 | 190 | 0 | 0 | 0 | 0 | 0 | 0 | 0
2023-04-19 12:30 | 2 | 0 | 0 | 0 | 0 | 0 | 0 | 190 | 0 | 0 | 0 | 0 | 0 | 0 | 0
2023-04-19 13:00 | 3 | 0 | 0 | 0 | 0 | 0 | 0 | 190 | 0 | 0 | 0 | 0 | 0 | 0 | 0
2023-04-19 13:30 | 4 | 0 | 0 | 0 | 0 | 0 | 0 | 190 | 0 | 0 | 0 | 0 | 0 | 0 | 0
2023-04-19 14:00 | 5 | 0 | 0 | 0 | 0 | 0 | 0 | 190 | 0 | 0 | 0 | 0 | 0 | 0 | 0
2023-04-19 14:30 | 6 | 0 | 0 | 0 | 0 | 0 | 0 | 190 | 0 | 0 | 0 | 0 | 0 | 0 | 0
2023-04-19 15:00 | 7 | 0 | 0 | 0 | 0 | 0 | 0 | 190 | 0 | 0 | 0 | 0 | 0 | 0 | 0
2023-04-19 15:30 | 8 | 0 | 0 | 0 | 0 | 0 | 0 | 190 | 0 | 0 | 0 | 0 | 0 | 0 | 0
2023-04-19 16:00 | 9 | 0 | 0 | 0 | 0 | 0 | 0 | 190 | 0 | 0 | 0 | 0 | 0 | 0 | 0
2023-04-19 16:30 | 10 | 0 | 0 | 0 | 0 | 0 | 0 | 190 | 0 | 0 | 0 | 0 | 0 | 0 | 0
2023-04-19 17:00 | 11 | 0 | 0 | 0 | 0 | 0 | 0 | 190 | 0 | 0 | 0 | 0 | 0 | 0 | 0
2023-04-19 17:30 | 12 | 0 | 0 | 0 | 0 | 0 | 0 | 290 | 0 | 0 | 0 | 0 | 0 | 0 | 0
2023-04-19 18:00 | 13 | 0 | 0 | 0 | 0 | 0 | 0 | 290 | 0 | 0 | 0 | 0 | 0 | 0 | 0
2023-04-19 18:30 | 14 | 0 | 0 | 0 | 0 | 0 | 0 | 290 | 0 | 0 | 0 | 0 | 0 | 0 | 0
2023-04-19 19:00 | 15 | 0 | 0 | 0 | 0 | 0 | 0 | 290 | 0 | 0 | 0 | 0 | 0 | 0 | 0
2023-04-19 19:30 | 16 | 0 | 0 | 0 | 0 | 0 | 0 | 290 | 0 | 0 | 0 | 0 | 0 | 0 | 0
2023-04-19 20:00 | 17 | 0 | 0 | 0 | 0 | 0 | 0 | 290 | 0 | 0 | 0 | 0 | 0 | 0 | 0
2023-04-19 20:30 | 18 | 0 | 0 | 0 | 0 | 0 | 0 | 290 | 0 | 0 | 0 | 0 | 0 | 0 | 0
2023-04-19 21:00 | 19 | 0 | 0 | 0 | 0 | 0 | 0 | 290 | 0 | 0 | 0 | 0 | 0 | 0 | 0
2023-04-19 21:30 | 20 | 0 | 0 | 0 | 0 | 0 | 0 | 290 | 0 | 0 | 0 | 0 | 0 | 0 | 0
2023-04-19 22:00 | 21 | 0 | 0 | 0 | 0 | 0 | 0 | 190 | 0 | 0 | 0 | 0 | 0 | 0 | 0
2023-04-19 22:30 | 22 | 0 | 0 | 0 | 0 | 0 | 0 | 190 | 0 | 0 | 0 | 0 | 0 | 0 | 0
2023-04-19 23:00 | 23 | 0 | 0 | 0 | 0 | 0 | 0 | 190 | 0 | 0 | 0 | 0 | 0 | 0 | 0
2023-04-19 23:30 | 24 | 0 | 0 | 0 | 0 | 0 | 0 | 190 | 0 | 0 | 0 | 0 | 0 | 0 | 0
2023-04-20 | 1 | 0 | 0 | 0 | 0 | 0 | 0 | 190 | 0 | 0 | 0 | 0 | 0 | 0 | 0
2023-04-20 00:30 | 2 | 0 | 0 | 0 | 0 | 0 | 0 | 190 | 0 | 0 | 0 | 0 | 0 | 0 | 0
2023-04-20 01:00 | 3 | 0 | 0 | 0 | 0 | 0 | 0 | 190 | 0 | 0 | 0 | 0 | 0 | 0 | 0
2023-04-20 01:30 | 4 | 0 | 0 | 0 | 0 | 0 | 0 | 190 | 0 | 0 | 0 | 0 | 0 | 0 | 0
2023-04-20 02:00 | 5 | 0 | 0 | 0 | 0 | 0 | 0 | 190 | 0 | 0 | 0 | 0 | 0 | 0 | 0
2023-04-20 02:30 | 6 | 0 | 0 | 0 | 0 | 0 | 0 | 190 | 0 | 0 | 0 | 0 | 0 | 0 | 0
2023-04-20 03:00 | 7 | 0 | 0 | 0 | 0 | 0 | 0 | 190 | 0 | 0 | 0 | 0 | 0 | 0 | 0
2023-04-20 03:30 | 8 | 0 | 0 | 0 | 0 | 0 | 0 | 190 | 0 | 0 | 0 | 0 | 0 | 0 | 0
2023-04-20 04:00 | 9 | 0 | 0 | 0 | 0 | 0 | 0 | 190 | 0 | 0 | 0 | 0 | 0 | 0 | 0
2023-04-20 04:30 | 10 | 0 | 0 | 0 | 0 | 0 | 0 | 190 | 0 | 0 | 0 | 0 | 0 | 0 | 0
2023-04-20 05:00 | 11 | 0 | 0 | 0 | 0 | 0 | 0 | 190 | 0 | 0 | 0 | 0 | 0 | 0 | 0
2023-04-20 05:30 | 12 | 0 | 0 | 0 | 0 | 0 | 0 | 290 | 0 | 0 | 0 | 0 | 0 | 0 | 0
2023-04-20 06:00 | 13 | 0 | 0 | 0 | 0 | 0 | 0 | 290 | 0 | 0 | 0 | 0 | 0 | 0 | 0
2023-04-20 06:30 | 14 | 0 | 0 | 0 | 0 | 0 | 0 | 290 | 0 | 0 | 0 | 0 | 0 | 0 | 0
2023-04-20 07:00 | 15 | 0 | 0 | 0 | 0 | 0 | 0 | 290 | 0 | 0 | 0 | 0 | 0 | 0 | 0
2023-04-20 07:30 | 16 | 0 | 0 | 0 | 0 | 0 | 0 | 290 | 0 | 0 | 0 | 0 | 0 | 0 | 0
2023-04-20 08:00 | 17 | 0 | 0 | 0 | 0 | 0 | 0 | 290 | 0 | 0 | 0 | 0 | 0 | 0 | 0
2023-04-20 08:30 | 18 | 0 | 0 | 0 | 0 | 0 | 0 | 290 | 0 | 0 | 0 | 0 | 0 | 0 | 0
2023-04-20 09:00 | 19 | 0 | 0 | 0 | 0 | 0 | 0 | 290 | 0 | 0 | 0 | 0 | 0 | 0 | 0
2023-04-20 09:30 | 20 | 0 | 0 | 0 | 0 | 0 | 0 | 290 | 0 | 0 | 0 | 0 | 0 | 0 | 0
2023-04-20 10:00 | 21 | 0 | 0 | 0 | 0 | 0 | 0 | 190 | 0 | 0 | 0 | 0 | 0 | 0 | 0
2023-04-20 10:30 | 22 | 0 | 0 | 0 | 0 | 0 | 0 | 190 | 0 | 0 | 0 | 0 | 0 | 0 | 0
2023-04-20 11:00 | 23 | 0 | 0 | 0 | 0 | 0 | 0 | 190 | 0 | 0 | 0 | 0 | 0 | 0 | 0
2023-04-20 11:30 | 24 | 0 | 0 | 0 | 0 | 0 | 0 | 190 | 0 | 0 | 0 | 0 | 0 | 0 | 0
2023-04-20 12:00 | 1 | 0 | 0 | 0 | 0 | 0 | 0 | 190 | 0 | 0 | 0 | 0 | 0 | 0 | 0
2023-04-20 12:30 | 2 | 0 | 0 | 0 | 0 | 0 | 0 | 190 | 0 | 0 | 0 | 0 | 0 | 0 | 0
2023-04-20 13:00 | 3 | 0 | 0 | 0 | 0 | 0 | 0 | 190 | 0 | 0 | 0 | 0 | 0 | 0 | 0
2023-04-20 13:30 | 4 | 0 | 0 | 0 | 0 | 0 | 0 | 190 | 0 | 0 | 0 | 0 | 0 | 0 | 0
2023-04-20 14:00 | 5 | 0 | 0 | 0 | 0 | 0 | 0 | 190 | 0 | 0 | 0 | 0 | 0 | 0 | 0
2023-04-20 14:30 | 6 | 0 | 0 | 0 | 0 | 0 | 0 | 190 | 0 | 0 | 0 | 0 | 0 | 0 | 0
2023-04-20 15:00 | 7 | 0 | 0 | 0 | 0 | 0 | 0 | 190 | 0 | 0 | 0 | 0 | 0 | 0 | 0
2023-04-20 15:30 | 8 | 0 | 0 | 0 | 0 | 0 | 0 | 190 | 0 | 0 | 0 | 0 | 0 | 0 | 0
2023-04-20 16:00 | 9 | 0 | 0 | 0 | 0 | 0 | 0 | 190 | 0 | 0 | 0 | 0 | 0 | 0 | 0
2023-04-20 16:30 | 10 | 0 | 0 | 0 | 0 | 0 | 0 | 190 | 0 | 0 | 0 | 0 | 0 | 0 | 0
2023-04-20 17:00 | 11 | 0 | 0 | 0 | 0 | 0 | 0 | 190 | 0 | 0 | 0 | 0 | 0 | 0 | 0
2023-04-20 17:30 | 12 | 0 | 0 | 0 | 0 | 0 | 0 | 290 | 0 | 0 | 0 | 0 | 0 | 0 | 0
2023-04-20 18:00 | 13 | 0 | 0 | 0 | 0 | 0 | 0 | 290 | 0 | 0 | 0 | 0 | 0 | 0 | 0
2023-04-20 18:30 | 14 | 0 | 0 | 0 | 0 | 0 | 0 | 290 | 0 | 0 | 0 | 0 | 0 | 0 | 0
2023-04-20 19:00 | 15 | 0 | 0 | 0 | 0 | 0 | 0 | 290 | 0 | 0 | 0 | 0 | 0 | 0 | 0
2023-04-20 19:30 | 16 | 0 | 0 | 0 | 0 | 0 | 0 | 290 | 0 | 0 | 0 | 0 | 0 | 0 | 0
2023-04-20 20:00 | 17 | 0 | 0 | 0 | 0 | 0 | 0 | 290 | 0 | 0 | 0 | 0 | 0 | 0 | 0
2023-04-20 20:30 | 18 | 0 | 0 | 0 | 0 | 0 | 0 | 290 | 0 | 0 | 0 | 0 | 0 | 0 | 0
2023-04-20 21:00 | 19 | 0 | 0 | 0 | 0 | 0 | 0 | 290 | 0 | 0 | 0 | 0 | 0 | 0 | 0
2023-04-20 21:30 | 20 | 0 | 0 | 0 | 0 | 0 | 0 | 290 | 0 | 0 | 0 | 0 | 0 | 0 | 0
2023-04-20 22:00 | 21 | 0 | 0 | 0 | 0 | 0 | 0 | 190 | 0 | 0 | 0 | 0 | 0 | 0 | 0
2023-04-20 22:30 | 22 | 0 | 0 | 0 | 0 | 0 | 0 | 190 | 0 | 0 | 0 | 0 | 0 | 0 | 0
2023-04-20 23:00 | 23 | 0 | 0 | 0 | 0 | 0 | 0 | 190 | 0 | 0 | 0 | 0 | 0 | 0 | 0
2023-04-20 23:30 | 24 | 0 | 0 | 0 | 0 | 0 | 0 | 190 | 0 | 0 | 0 | 0 | 0 | 0 | 0
2023-04-21 | 1 | 0 | 0 | 0 | 0 | 0 | 0 | 190 | 0 | 0 | 0 | 0 | 0 | 0 | 0
2023-04-21 00:30 | 2 | 0 | 0 | 0 | 0 | 0 | 0 | 190 | 0 | 0 | 0 | 0 | 0 | 0 | 0
2023-04-21 01:00 | 3 | 0 | 0 | 0 | 0 | 0 | 0 | 190 | 0 | 0 | 0 | 0 | 0 | 0 | 0
2023-04-21 01:30 | 4 | 0 | 0 | 0 | 0 | 0 | 0 | 190 | 0 | 0 | 0 | 0 | 0 | 0 | 0
2023-04-21 02:00 | 5 | 0 | 0 | 0 | 0 | 0 | 0 | 190 | 0 | 0 | 0 | 0 | 0 | 0 | 0
2023-04-21 02:30 | 6 | 0 | 0 | 0 | 0 | 0 | 0 | 190 | 0 | 0 | 0 | 0 | 0 | 0 | 0
2023-04-21 03:00 | 7 | 0 | 0 | 0 | 0 | 0 | 0 | 190 | 0 | 0 | 0 | 0 | 0 | 0 | 0
2023-04-21 03:30 | 8 | 0 | 0 | 0 | 0 | 0 | 0 | 190 | 0 | 0 | 0 | 0 | 0 | 0 | 0
2023-04-21 04:00 | 9 | 0 | 0 | 0 | 0 | 0 | 0 | 190 | 0 | 0 | 0 | 0 | 0 | 0 | 0
2023-04-21 04:30 | 10 | 0 | 0 | 0 | 0 | 0 | 0 | 190 | 0 | 0 | 0 | 0 | 0 | 0 | 0
2023-04-21 05:00 | 11 | 0 | 0 | 0 | 0 | 0 | 0 | 190 | 0 | 0 | 0 | 0 | 0 | 0 | 0
2023-04-21 05:30 | 12 | 0 | 0 | 0 | 0 | 0 | 0 | 290 | 0 | 0 | 0 | 0 | 0 | 0 | 0
2023-04-21 06:00 | 13 | 0 | 0 | 0 | 0 | 0 | 0 | 290 | 0 | 0 | 0 | 0 | 0 | 0 | 0
2023-04-21 06:30 | 14 | 0 | 0 | 0 | 0 | 0 | 0 | 290 | 0 | 0 | 0 | 0 | 0 | 0 | 0
2023-04-21 07:00 | 15 | 0 | 0 | 0 | 0 | 0 | 0 | 290 | 0 | 0 | 0 | 0 | 0 | 0 | 0
2023-04-21 07:30 | 16 | 0 | 0 | 0 | 0 | 0 | 0 | 290 | 0 | 0 | 0 | 0 | 0 | 0 | 0
2023-04-21 08:00 | 17 | 0 | 0 | 0 | 0 | 0 | 0 | 290 | 0 | 0 | 0 | 0 | 0 | 0 | 0
2023-04-21 08:30 | 18 | 0 | 0 | 0 | 0 | 0 | 0 | 290 | 0 | 0 | 0 | 0 | 0 | 0 | 0
2023-04-21 09:00 | 19 | 0 | 0 | 0 | 0 | 0 | 0 | 290 | 0 | 0 | 0 | 0 | 0 | 0 | 0
2023-04-21 09:30 | 20 | 0 | 0 | 0 | 0 | 0 | 0 | 290 | 0 | 0 | 0 | 0 | 0 | 0 | 0
2023-04-21 10:00 | 21 | 0 | 0 | 0 | 0 | 0 | 0 | 190 | 0 | 0 | 0 | 0 | 0 | 0 | 0
2023-04-21 10:30 | 22 | 0 | 0 | 0 | 0 | 0 | 0 | 190 | 0 | 0 | 0 | 0 | 0 | 0 | 0
2023-04-21 11:00 | 23 | 0 | 0 | 0 | 0 | 0 | 0 | 190 | 0 | 0 | 0 | 0 | 0 | 0 | 0
2023-04-21 11:30 | 24 | 0 | 0 | 0 | 0 | 0 | 0 | 190 | 0 | 0 | 0 | 0 | 0 | 0 | 0
2023-04-21 12:00 | 1 | 0 | 0 | 0 | 0 | 0 | 0 | 190 | 0 | 0 | 0 | 0 | 0 | 0 | 0
2023-04-21 12:30 | 2 | 0 | 0 | 0 | 0 | 0 | 0 | 190 | 0 | 0 | 0 | 0 | 0 | 0 | 0
2023-04-21 13:00 | 3 | 0 | 0 | 0 | 0 | 0 | 0 | 190 | 0 | 0 | 0 | 0 | 0 | 0 | 0
2023-04-21 13:30 | 4 | 0 | 0 | 0 | 0 | 0 | 0 | 190 | 0 | 0 | 0 | 0 | 0 | 0 | 0
2023-04-21 14:00 | 5 | 0 | 0 | 0 | 0 | 0 | 0 | 190 | 0 | 0 | 0 | 0 | 0 | 0 | 0
2023-04-21 14:30 | 6 | 0 | 0 | 0 | 0 | 0 | 0 | 190 | 0 | 0 | 0 | 0 | 0 | 0 | 0
2023-04-21 15:00 | 7 | 0 | 0 | 0 | 0 | 0 | 0 | 190 | 0 | 0 | 0 | 0 | 0 | 0 | 0
2023-04-21 15:30 | 8 | 0 | 0 | 0 | 0 | 0 | 0 | 190 | 0 | 0 | 0 | 0 | 0 | 0 | 0
2023-04-21 16:00 | 9 | 0 | 0 | 0 | 0 | 0 | 0 | 190 | 0 | 0 | 0 | 0 | 0 | 0 | 0
2023-04-21 16:30 | 10 | 0 | 0 | 0 | 0 | 0 | 0 | 190 | 0 | 0 | 0 | 0 | 0 | 0 | 0
2023-04-21 17:00 | 11 | 0 | 0 | 0 | 0 | 0 | 0 | 190 | 0 | 0 | 0 | 0 | 0 | 0 | 0
2023-04-21 17:30 | 12 | 0 | 0 | 0 | 0 | 0 | 0 | 290 | 0 | 0 | 0 | 0 | 0 | 0 | 0
2023-04-21 18:00 | 13 | 0 | 0 | 0 | 0 | 0 | 0 | 290 | 0 | 0 | 0 | 0 | 0 | 0 | 0
2023-04-21 18:30 | 14 | 0 | 0 | 0 | 0 | 0 | 0 | 290 | 0 | 0 | 0 | 0 | 0 | 0 | 0
2023-04-21 19:00 | 15 | 0 | 0 | 0 | 0 | 0 | 0 | 290 | 0 | 0 | 0 | 0 | 0 | 0 | 0
2023-04-21 19:30 | 16 | 0 | 0 | 0 | 0 | 0 | 0 | 290 | 0 | 0 | 0 | 0 | 0 | 0 | 0
2023-04-21 20:00 | 17 | 0 | 0 | 0 | 0 | 0 | 0 | 290 | 0 | 0 | 0 | 0 | 0 | 0 | 0
2023-04-21 20:30 | 18 | 0 | 0 | 0 | 0 | 0 | 0 | 290 | 0 | 0 | 0 | 0 | 0 | 0 | 0
2023-04-21 21:00 | 19 | 0 | 0 | 0 | 0 | 0 | 0 | 290 | 0 | 0 | 0 | 0 | 0 | 0 | 0
2023-04-21 21:30 | 20 | 0 | 0 | 0 | 0 | 0 | 0 | 290 | 0 | 0 | 0 | 0 | 0 | 0 | 0
2023-04-21 22:00 | 21 | 0 | 0 | 0 | 0 | 0 | 0 | 190 | 0 | 0 | 0 | 0 | 0 | 0 | 0
2023-04-21 22:30 | 22 | 0 | 0 | 0 | 0 | 0 | 0 | 190 | 0 | 0 | 0 | 0 | 0 | 0 | 0
2023-04-21 23:00 | 23 | 0 | 0 | 0 | 0 | 0 | 0 | 190 | 0 | 0 | 0 | 0 | 0 | 0 | 0
2023-04-21 23:30 | 24 | 0 | 0 | 0 | 0 | 0 | 0 | 190 | 0 | 0 | 0 | 0 | 0 | 0 | 0
2023-04-22 | 1 | 0 | 0 | 0 | 0 | 0 | 0 | 190 | 0 | 0 | 0 | 0 | 0 | 0 | 0
2023-04-22 00:30 | 2 | 0 | 0 | 0 | 0 | 0 | 0 | 190 | 0 | 0 | 0 | 0 | 0 | 0 | 0
2023-04-22 01:00 | 3 | 0 | 0 | 0 | 0 | 0 | 0 | 190 | 0 | 0 | 0 | 0 | 0 | 0 | 0
2023-04-22 01:30 | 4 | 0 | 0 | 0 | 0 | 0 | 0 | 190 | 0 | 0 | 0 | 0 | 0 | 0 | 0
2023-04-22 02:00 | 5 | 0 | 0 | 0 | 0 | 0 | 0 | 190 | 0 | 0 | 0 | 0 | 0 | 0 | 0
2023-04-22 02:30 | 6 | 0 | 0 | 0 | 0 | 0 | 0 | 190 | 0 | 0 | 0 | 0 | 0 | 0 | 0
2023-04-22 03:00 | 7 | 0 | 0 | 0 | 0 | 0 | 0 | 190 | 0 | 0 | 0 | 0 | 0 | 0 | 0
2023-04-22 03:30 | 8 | 0 | 0 | 0 | 0 | 0 | 0 | 190 | 0 | 0 | 0 | 0 | 0 | 0 | 0
2023-04-22 04:00 | 9 | 0 | 0 | 0 | 0 | 0 | 0 | 190 | 0 | 0 | 0 | 0 | 0 | 0 | 0
2023-04-22 04:30 | 10 | 0 | 0 | 0 | 0 | 0 | 0 | 190 | 0 | 0 | 0 | 0 | 0 | 0 | 0
2023-04-22 05:00 | 11 | 0 | 0 | 0 | 0 | 0 | 0 | 190 | 0 | 0 | 0 | 0 | 0 | 0 | 0
2023-04-22 05:30 | 12 | 0 | 0 | 0 | 0 | 0 | 0 | 290 | 0 | 0 | 0 | 0 | 0 | 0 | 0
2023-04-22 06:00 | 13 | 0 | 0 | 0 | 0 | 0 | 0 | 290 | 0 | 0 | 0 | 0 | 0 | 0 | 0
2023-04-22 06:30 | 14 | 0 | 0 | 0 | 0 | 0 | 0 | 290 | 0 | 0 | 0 | 0 | 0 | 0 | 0
2023-04-22 07:00 | 15 | 0 | 0 | 0 | 0 | 0 | 0 | 290 | 0 | 0 | 0 | 0 | 0 | 0 | 0
2023-04-22 07:30 | 16 | 0 | 0 | 0 | 0 | 0 | 0 | 290 | 0 | 0 | 0 | 0 | 0 | 0 | 0
2023-04-22 08:00 | 17 | 0 | 0 | 0 | 0 | 0 | 0 | 290 | 0 | 0 | 0 | 0 | 0 | 0 | 0
2023-04-22 08:30 | 18 | 0 | 0 | 0 | 0 | 0 | 0 | 290 | 0 | 0 | 0 | 0 | 0 | 0 | 0
2023-04-22 09:00 | 19 | 0 | 0 | 0 | 0 | 0 | 0 | 290 | 0 | 0 | 0 | 0 | 0 | 0 | 0
2023-04-22 09:30 | 20 | 0 | 0 | 0 | 0 | 0 | 0 | 290 | 0 | 0 | 0 | 0 | 0 | 0 | 0
2023-04-22 10:00 | 21 | 0 | 0 | 0 | 0 | 0 | 0 | 190 | 0 | 0 | 0 | 0 | 0 | 0 | 0
2023-04-22 10:30 | 22 | 0 | 0 | 0 | 0 | 0 | 0 | 190 | 0 | 0 | 0 | 0 | 0 | 0 | 0
2023-04-22 11:00 | 23 | 0 | 0 | 0 | 0 | 0 | 0 | 190 | 0 | 0 | 0 | 0 | 0 | 0 | 0
2023-04-22 11:30 | 24 | 0 | 0 | 0 | 0 | 0 | 0 | 190 | 0 | 0 | 0 | 0 | 0 | 0 | 0
2023-04-22 12:00 | 1 | 0 | 0 | 0 | 0 | 0 | 0 | 190 | 0 | 0 | 0 | 0 | 0 | 0 | 0
2023-04-22 12:30 | 2 | 0 | 0 | 0 | 0 | 0 | 0 | 190 | 0 | 0 | 0 | 0 | 0 | 0 | 0
2023-04-22 13:00 | 3 | 0 | 0 | 0 | 0 | 0 | 0 | 190 | 0 | 0 | 0 | 0 | 0 | 0 | 0
2023-04-22 13:30 | 4 | 0 | 0 | 0 | 0 | 0 | 0 | 190 | 0 | 0 | 0 | 0 | 0 | 0 | 0
2023-04-22 14:00 | 5 | 0 | 0 | 0 | 0 | 0 | 0 | 190 | 0 | 0 | 0 | 0 | 0 | 0 | 0
2023-04-22 14:30 | 6 | 0 | 0 | 0 | 0 | 0 | 0 | 190 | 0 | 0 | 0 | 0 | 0 | 0 | 0
2023-04-22 15:00 | 7 | 0 | 0 | 0 | 0 | 0 | 0 | 190 | 0 | 0 | 0 | 0 | 0 | 0 | 0
2023-04-22 15:30 | 8 | 0 | 0 | 0 | 0 | 0 | 0 | 190 | 0 | 0 | 0 | 0 | 0 | 0 | 0
2023-04-22 16:00 | 9 | 0 | 0 | 0 | 0 | 0 | 0 | 190 | 0 | 0 | 0 | 0 | 0 | 0 | 0
2023-04-22 16:30 | 10 | 0 | 0 | 0 | 0 | 0 | 0 | 190 | 0 | 0 | 0 | 0 | 0 | 0 | 0
2023-04-22 17:00 | 11 | 0 | 0 | 0 | 0 | 0 | 0 | 190 | 0 | 0 | 0 | 0 | 0 | 0 | 0
2023-04-22 17:30 | 12 | 0 | 0 | 0 | 0 | 0 | 0 | 290 | 0 | 0 | 0 | 0 | 0 | 0 | 0
2023-04-22 18:00 | 13 | 0 | 0 | 0 | 0 | 0 | 0 | 290 | 0 | 0 | 0 | 0 | 0 | 0 | 0
2023-04-22 18:30 | 14 | 0 | 0 | 0 | 0 | 0 | 0 | 290 | 0 | 0 | 0 | 0 | 0 | 0 | 0
2023-04-22 19:00 | 15 | 0 | 0 | 0 | 0 | 0 | 0 | 290 | 0 | 0 | 0 | 0 | 0 | 0 | 0
2023-04-22 19:30 | 16 | 0 | 0 | 0 | 0 | 0 | 0 | 290 | 0 | 0 | 0 | 0 | 0 | 0 | 0
2023-04-22 20:00 | 17 | 0 | 0 | 0 | 0 | 0 | 0 | 290 | 0 | 0 | 0 | 0 | 0 | 0 | 0
2023-04-22 20:30 | 18 | 0 | 0 | 0 | 0 | 0 | 0 | 290 | 0 | 0 | 0 | 0 | 0 | 0 | 0
2023-04-22 21:00 | 19 | 0 | 0 | 0 | 0 | 0 | 0 | 290 | 0 | 0 | 0 | 0 | 0 | 0 | 0
2023-04-22 21:30 | 20 | 0 | 0 | 0 | 0 | 0 | 0 | 290 | 0 | 0 | 0 | 0 | 0 | 0 | 0
2023-04-22 22:00 | 21 | 0 | 0 | 0 | 0 | 0 | 0 | 190 | 0 | 0 | 0 | 0 | 0 | 0 | 0
2023-04-22 22:30 | 22 | 0 | 0 | 0 | 0 | 0 | 0 | 190 | 0 | 0 | 0 | 0 | 0 | 0 | 0
2023-04-22 23:00 | 23 | 0 | 0 | 0 | 0 | 0 | 0 | 190 | 0 | 0 | 0 | 0 | 0 | 0 | 0
2023-04-22 23:30 | 24 | 0 | 0 | 0 | 0 | 0 | 0 | 190 | 0 | 0 | 0 | 0 | 0 | 0 | 0
2023-04-23 | 1 | 0 | 0 | 0 | 0 | 0 | 0 | 190 | 0 | 0 | 0 | 0 | 0 | 0 | 0
2023-04-23 00:30 | 2 | 0 | 0 | 0 | 0 | 0 | 0 | 190 | 0 | 0 | 0 | 0 | 0 | 0 | 0
2023-04-23 01:00 | 3 | 0 | 0 | 0 | 0 | 0 | 0 | 190 | 0 | 0 | 0 | 0 | 0 | 0 | 0
2023-04-23 01:30 | 4 | 0 | 0 | 0 | 0 | 0 | 0 | 190 | 0 | 0 | 0 | 0 | 0 | 0 | 0
2023-04-23 02:00 | 5 | 0 | 0 | 0 | 0 | 0 | 0 | 190 | 0 | 0 | 0 | 0 | 0 | 0 | 0
2023-04-23 02:30 | 6 | 0 | 0 | 0 | 0 | 0 | 0 | 190 | 0 | 0 | 0 | 0 | 0 | 0 | 0
2023-04-23 03:00 | 7 | 0 | 0 | 0 | 0 | 0 | 0 | 190 | 0 | 0 | 0 | 0 | 0 | 0 | 0
2023-04-23 03:30 | 8 | 0 | 0 | 0 | 0 | 0 | 0 | 190 | 0 | 0 | 0 | 0 | 0 | 0 | 0
2023-04-23 04:00 | 9 | 0 | 0 | 0 | 0 | 0 | 0 | 190 | 0 | 0 | 0 | 0 | 0 | 0 | 0
2023-04-23 04:30 | 10 | 0 | 0 | 0 | 0 | 0 | 0 | 190 | 0 | 0 | 0 | 0 | 0 | 0 | 0
2023-04-23 05:00 | 11 | 0 | 0 | 0 | 0 | 0 | 0 | 190 | 0 | 0 | 0 | 0 | 0 | 0 | 0
2023-04-23 05:30 | 12 | 0 | 0 | 0 | 0 | 0 | 0 | 290 | 0 | 0 | 0 | 0 | 0 | 0 | 0
2023-04-23 06:00 | 13 | 0 | 0 | 0 | 0 | 0 | 0 | 290 | 0 | 0 | 0 | 0 | 0 | 0 | 0
2023-04-23 06:30 | 14 | 0 | 0 | 0 | 0 | 0 | 0 | 290 | 0 | 0 | 0 | 0 | 0 | 0 | 0
2023-04-23 07:00 | 15 | 0 | 0 | 0 | 0 | 0 | 0 | 290 | 0 | 0 | 0 | 0 | 0 | 0 | 0
2023-04-23 07:30 | 16 | 0 | 0 | 0 | 0 | 0 | 0 | 290 | 0 | 0 | 0 | 0 | 0 | 0 | 0
2023-04-23 08:00 | 17 | 0 | 0 | 0 | 0 | 0 | 0 | 290 | 0 | 0 | 0 | 0 | 0 | 0 | 0
2023-04-23 08:30 | 18 | 0 | 0 | 0 | 0 | 0 | 0 | 290 | 0 | 0 | 0 | 0 | 0 | 0 | 0
2023-04-23 09:00 | 19 | 0 | 0 | 0 | 0 | 0 | 0 | 290 | 0 | 0 | 0 | 0 | 0 | 0 | 0
2023-04-23 09:30 | 20 | 0 | 0 | 0 | 0 | 0 | 0 | 290 | 0 | 0 | 0 | 0 | 0 | 0 | 0
2023-04-23 10:00 | 21 | 0 | 0 | 0 | 0 | 0 | 0 | 190 | 0 | 0 | 0 | 0 | 0 | 0 | 0
2023-04-23 10:30 | 22 | 0 | 0 | 0 | 0 | 0 | 0 | 190 | 0 | 0 | 0 | 0 | 0 | 0 | 0
2023-04-23 11:00 | 23 | 0 | 0 | 0 | 0 | 0 | 0 | 190 | 0 | 0 | 0 | 0 | 0 | 0 | 0
2023-04-23 11:30 | 24 | 0 | 0 | 0 | 0 | 0 | 0 | 190 | 0 | 0 | 0 | 0 | 0 | 0 | 0
2023-04-23 12:00 | 1 | 0 | 0 | 0 | 0 | 0 | 0 | 190 | 0 | 0 | 0 | 0 | 0 | 0 | 0
2023-04-23 12:30 | 2 | 0 | 0 | 0 | 0 | 0 | 0 | 190 | 0 | 0 | 0 | 0 | 0 | 0 | 0
2023-04-23 13:00 | 3 | 0 | 0 | 0 | 0 | 0 | 0 | 190 | 0 | 0 | 0 | 0 | 0 | 0 | 0
2023-04-23 13:30 | 4 | 0 | 0 | 0 | 0 | 0 | 0 | 190 | 0 | 0 | 0 | 0 | 0 | 0 | 0
2023-04-23 14:00 | 5 | 0 | 0 | 0 | 0 | 0 | 0 | 190 | 0 | 0 | 0 | 0 | 0 | 0 | 0
2023-04-23 14:30 | 6 | 0 | 0 | 0 | 0 | 0 | 0 | 190 | 0 | 0 | 0 | 0 | 0 | 0 | 0
2023-04-23 15:00 | 7 | 0 | 0 | 0 | 0 | 0 | 0 | 190 | 0 | 0 | 0 | 0 | 0 | 0 | 0
2023-04-23 15:30 | 8 | 0 | 0 | 0 | 0 | 0 | 0 | 190 | 0 | 0 | 0 | 0 | 0 | 0 | 0
2023-04-23 16:00 | 9 | 0 | 0 | 0 | 0 | 0 | 0 | 190 | 0 | 0 | 0 | 0 | 0 | 0 | 0
2023-04-23 16:30 | 10 | 0 | 0 | 0 | 0 | 0 | 0 | 190 | 0 | 0 | 0 | 0 | 0 | 0 | 0
2023-04-23 17:00 | 11 | 0 | 0 | 0 | 0 | 0 | 0 | 190 | 0 | 0 | 0 | 0 | 0 | 0 | 0
2023-04-23 17:30 | 12 | 0 | 0 | 0 | 0 | 0 | 0 | 290 | 0 | 0 | 0 | 0 | 0 | 0 | 0
2023-04-23 18:00 | 13 | 0 | 0 | 0 | 0 | 0 | 0 | 290 | 0 | 0 | 0 | 0 | 0 | 0 | 0
2023-04-23 18:30 | 14 | 0 | 0 | 0 | 0 | 0 | 0 | 290 | 0 | 0 | 0 | 0 | 0 | 0 | 0
2023-04-23 19:00 | 15 | 0 | 0 | 0 | 0 | 0 | 0 | 290 | 0 | 0 | 0 | 0 | 0 | 0 | 0
2023-04-23 19:30 | 16 | 0 | 0 | 0 | 0 | 0 | 0 | 290 | 0 | 0 | 0 | 0 | 0 | 0 | 0
2023-04-23 20:00 | 17 | 0 | 0 | 0 | 0 | 0 | 0 | 290 | 0 | 0 | 0 | 0 | 0 | 0 | 0
2023-04-23 20:30 | 18 | 0 | 0 | 0 | 0 | 0 | 0 | 290 | 0 | 0 | 0 | 0 | 0 | 0 | 0
2023-04-23 21:00 | 19 | 0 | 0 | 0 | 0 | 0 | 0 | 290 | 0 | 0 | 0 | 0 | 0 | 0 | 0
2023-04-23 21:30 | 20 | 0 | 0 | 0 | 0 | 0 | 0 | 290 | 0 | 0 | 0 | 0 | 0 | 0 | 0
2023-04-23 22:00 | 21 | 0 | 0 | 0 | 0 | 0 | 0 | 190 | 0 | 0 | 0 | 0 | 0 | 0 | 0
2023-04-23 22:30 | 22 | 0 | 0 | 0 | 0 | 0 | 0 | 190 | 0 | 0 | 0 | 0 | 0 | 0 | 0
2023-04-23 23:00 | 23 | 0 | 0 | 0 | 0 | 0 | 0 | 190 | 0 | 0 | 0 | 0 | 0 | 0 | 0
2023-04-23 23:30 | 24 | 0 | 0 | 0 | 0 | 0 | 0 | 190 | 0 | 0 | 0 | 0 | 0 | 0 | 0
2023-04-24 | 1 | 0 | 0 | 0 | 0 | 0 | 0 | 190 | 0 | 0 | 0 | 0 | 0 | 0 | 0
2023-04-24 00:30 | 2 | 0 | 0 | 0 | 0 | 0 | 0 | 190 | 0 | 0 | 0 | 0 | 0 | 0 | 0
2023-04-24 01:00 | 3 | 0 | 0 | 0 | 0 | 0 | 0 | 190 | 0 | 0 | 0 | 0 | 0 | 0 | 0
2023-04-24 01:30 | 4 | 0 | 0 | 0 | 0 | 0 | 0 | 190 | 0 | 0 | 0 | 0 | 0 | 0 | 0
2023-04-24 02:00 | 5 | 0 | 0 | 0 | 0 | 0 | 0 | 190 | 0 | 0 | 0 | 0 | 0 | 0 | 0
2023-04-24 02:30 | 6 | 0 | 0 | 0 | 0 | 0 | 0 | 190 | 0 | 0 | 0 | 0 | 0 | 0 | 0
2023-04-24 03:00 | 7 | 0 | 0 | 0 | 0 | 0 | 0 | 190 | 0 | 0 | 0 | 0 | 0 | 0 | 0
2023-04-24 03:30 | 8 | 0 | 0 | 0 | 0 | 0 | 0 | 190 | 0 | 0 | 0 | 0 | 0 | 0 | 0
2023-04-24 04:00 | 9 | 0 | 0 | 0 | 0 | 0 | 0 | 190 | 0 | 0 | 0 | 0 | 0 | 0 | 0
2023-04-24 04:30 | 10 | 0 | 0 | 0 | 0 | 0 | 0 | 190 | 0 | 0 | 0 | 0 | 0 | 0 | 0
2023-04-24 05:00 | 11 | 0 | 0 | 0 | 0 | 0 | 0 | 190 | 0 | 0 | 0 | 0 | 0 | 0 | 0
2023-04-24 05:30 | 12 | 0 | 0 | 0 | 0 | 0 | 0 | 290 | 0 | 0 | 0 | 0 | 0 | 0 | 0
2023-04-24 06:00 | 13 | 0 | 0 | 0 | 0 | 0 | 0 | 290 | 0 | 0 | 0 | 0 | 0 | 0 | 0
2023-04-24 06:30 | 14 | 0 | 0 | 0 | 0 | 0 | 0 | 290 | 0 | 0 | 0 | 0 | 0 | 0 | 0
2023-04-24 07:00 | 15 | 0 | 0 | 0 | 0 | 0 | 0 | 290 | 0 | 0 | 0 | 0 | 0 | 0 | 0
2023-04-24 07:30 | 16 | 0 | 0 | 0 | 0 | 0 | 0 | 290 | 0 | 0 | 0 | 0 | 0 | 0 | 0
2023-04-24 08:00 | 17 | 0 | 0 | 0 | 0 | 0 | 0 | 290 | 0 | 0 | 0 | 0 | 0 | 0 | 0
2023-04-24 08:30 | 18 | 0 | 0 | 0 | 0 | 0 | 0 | 290 | 0 | 0 | 0 | 0 | 0 | 0 | 0
2023-04-24 09:00 | 19 | 0 | 0 | 0 | 0 | 0 | 0 | 290 | 0 | 0 | 0 | 0 | 0 | 0 | 0
2023-04-24 09:30 | 20 | 0 | 0 | 0 | 0 | 0 | 0 | 290 | 0 | 0 | 0 | 0 | 0 | 0 | 0
2023-04-24 10:00 | 21 | 0 | 0 | 0 | 0 | 0 | 0 | 190 | 0 | 0 | 0 | 0 | 0 | 0 | 0
2023-04-24 10:30 | 22 | 0 | 0 | 0 | 0 | 0 | 0 | 190 | 0 | 0 | 0 | 0 | 0 | 0 | 0
2023-04-24 11:00 | 23 | 0 | 0 | 0 | 0 | 0 | 0 | 190 | 0 | 0 | 0 | 0 | 0 | 0 | 0
2023-04-24 11:30 | 24 | 0 | 0 | 0 | 0 | 0 | 0 | 190 | 0 | 0 | 0 | 0 | 0 | 0 | 0
2023-04-24 12:00 | 1 | 0 | 0 | 0 | 0 | 0 | 0 | 190 | 0 | 0 | 0 | 0 | 0 | 0 | 0
2023-04-24 12:30 | 2 | 0 | 0 | 0 | 0 | 0 | 0 | 190 | 0 | 0 | 0 | 0 | 0 | 0 | 0
2023-04-24 13:00 | 3 | 0 | 0 | 0 | 0 | 0 | 0 | 190 | 0 | 0 | 0 | 0 | 0 | 0 | 0
2023-04-24 13:30 | 4 | 0 | 0 | 0 | 0 | 0 | 0 | 190 | 0 | 0 | 0 | 0 | 0 | 0 | 0
2023-04-24 14:00 | 5 | 0 | 0 | 0 | 0 | 0 | 0 | 190 | 0 | 0 | 0 | 0 | 0 | 0 | 0
2023-04-24 14:30 | 6 | 0 | 0 | 0 | 0 | 0 | 0 | 190 | 0 | 0 | 0 | 0 | 0 | 0 | 0
2023-04-24 15:00 | 7 | 0 | 0 | 0 | 0 | 0 | 0 | 190 | 0 | 0 | 0 | 0 | 0 | 0 | 0
2023-04-24 15:30 | 8 | 0 | 0 | 0 | 0 | 0 | 0 | 190 | 0 | 0 | 0 | 0 | 0 | 0 | 0
2023-04-24 16:00 | 9 | 0 | 0 | 0 | 0 | 0 | 0 | 190 | 0 | 0 | 0 | 0 | 0 | 0 | 0
2023-04-24 16:30 | 10 | 0 | 0 | 0 | 0 | 0 | 0 | 190 | 0 | 0 | 0 | 0 | 0 | 0 | 0
2023-04-24 17:00 | 11 | 0 | 0 | 0 | 0 | 0 | 0 | 190 | 0 | 0 | 0 | 0 | 0 | 0 | 0
2023-04-24 17:30 | 12 | 0 | 0 | 0 | 0 | 0 | 0 | 290 | 0 | 0 | 0 | 0 | 0 | 0 | 0
2023-04-24 18:00 | 13 | 0 | 0 | 0 | 0 | 0 | 0 | 290 | 0 | 0 | 0 | 0 | 0 | 0 | 0
2023-04-24 18:30 | 14 | 0 | 0 | 0 | 0 | 0 | 0 | 290 | 0 | 0 | 0 | 0 | 0 | 0 | 0
2023-04-24 19:00 | 15 | 0 | 0 | 0 | 0 | 0 | 0 | 290 | 0 | 0 | 0 | 0 | 0 | 0 | 0
2023-04-24 19:30 | 16 | 0 | 0 | 0 | 0 | 0 | 0 | 290 | 0 | 0 | 0 | 0 | 0 | 0 | 0
2023-04-24 20:00 | 17 | 0 | 0 | 0 | 0 | 0 | 0 | 290 | 0 | 0 | 0 | 0 | 0 | 0 | 0
2023-04-24 20:30 | 18 | 0 | 0 | 0 | 0 | 0 | 0 | 290 | 0 | 0 | 0 | 0 | 0 | 0 | 0
2023-04-24 21:00 | 19 | 0 | 0 | 0 | 0 | 0 | 0 | 290 | 0 | 0 | 0 | 0 | 0 | 0 | 0
2023-04-24 21:30 | 20 | 0 | 0 | 0 | 0 | 0 | 0 | 290 | 0 | 0 | 0 | 0 | 0 | 0 | 0
2023-04-24 22:00 | 21 | 0 | 0 | 0 | 0 | 0 | 0 | 190 | 0 | 0 | 0 | 0 | 0 | 0 | 0
2023-04-24 22:30 | 22 | 0 | 0 | 0 | 0 | 0 | 0 | 190 | 0 | 0 | 0 | 0 | 0 | 0 | 0
2023-04-24 23:00 | 23 | 0 | 0 | 0 | 0 | 0 | 0 | 190 | 0 | 0 | 0 | 0 | 0 | 0 | 0
2023-04-24 23:30 | 24 | 0 | 0 | 0 | 0 | 0 | 0 | 190 | 0 | 0 | 0 | 0 | 0 | 0 | 0
2023-04-25 | 1 | 0 | 0 | 0 | 0 | 0 | 0 | 190 | 0 | 0 | 0 | 0 | 0 | 0 | 0
2023-04-25 00:30 | 2 | 0 | 0 | 0 | 0 | 0 | 0 | 190 | 0 | 0 | 0 | 0 | 0 | 0 | 0
2023-04-25 01:00 | 3 | 0 | 0 | 0 | 0 | 0 | 0 | 190 | 0 | 0 | 0 | 0 | 0 | 0 | 0
2023-04-25 01:30 | 4 | 0 | 0 | 0 | 0 | 0 | 0 | 190 | 0 | 0 | 0 | 0 | 0 | 0 | 0
2023-04-25 02:00 | 5 | 0 | 0 | 0 | 0 | 0 | 0 | 190 | 0 | 0 | 0 | 0 | 0 | 0 | 0
2023-04-25 02:30 | 6 | 0 | 0 | 0 | 0 | 0 | 0 | 190 | 0 | 0 | 0 | 0 | 0 | 0 | 0
2023-04-25 03:00 | 7 | 0 | 0 | 0 | 0 | 0 | 0 | 190 | 0 | 0 | 0 | 0 | 0 | 0 | 0
2023-04-25 03:30 | 8 | 0 | 0 | 0 | 0 | 0 | 0 | 190 | 0 | 0 | 0 | 0 | 0 | 0 | 0
2023-04-25 04:00 | 9 | 0 | 0 | 0 | 0 | 0 | 0 | 190 | 0 | 0 | 0 | 0 | 0 | 0 | 0
2023-04-25 04:30 | 10 | 0 | 0 | 0 | 0 | 0 | 0 | 190 | 0 | 0 | 0 | 0 | 0 | 0 | 0
2023-04-25 05:00 | 11 | 0 | 0 | 0 | 0 | 0 | 0 | 190 | 0 | 0 | 0 | 0 | 0 | 0 | 0
2023-04-25 05:30 | 12 | 0 | 0 | 0 | 0 | 0 | 0 | 290 | 0 | 0 | 0 | 0 | 0 | 0 | 0
2023-04-25 06:00 | 13 | 0 | 0 | 0 | 0 | 0 | 0 | 290 | 0 | 0 | 0 | 0 | 0 | 0 | 0
2023-04-25 06:30 | 14 | 0 | 0 | 0 | 0 | 0 | 0 | 290 | 0 | 0 | 0 | 0 | 0 | 0 | 0
2023-04-25 07:00 | 15 | 0 | 0 | 0 | 0 | 0 | 0 | 290 | 0 | 0 | 0 | 0 | 0 | 0 | 0
2023-04-25 07:30 | 16 | 0 | 0 | 0 | 0 | 0 | 0 | 290 | 0 | 0 | 0 | 0 | 0 | 0 | 0
2023-04-25 08:00 | 17 | 0 | 0 | 0 | 0 | 0 | 0 | 290 | 0 | 0 | 0 | 0 | 0 | 0 | 0
2023-04-25 08:30 | 18 | 0 | 0 | 0 | 0 | 0 | 0 | 290 | 0 | 0 | 0 | 0 | 0 | 0 | 0
2023-04-25 09:00 | 19 | 0 | 0 | 0 | 0 | 0 | 0 | 290 | 0 | 0 | 0 | 0 | 0 | 0 | 0
2023-04-25 09:30 | 20 | 0 | 0 | 0 | 0 | 0 | 0 | 290 | 0 | 0 | 0 | 0 | 0 | 0 | 0
2023-04-25 10:00 | 21 | 0 | 0 | 0 | 0 | 0 | 0 | 190 | 0 | 0 | 0 | 0 | 0 | 0 | 0
2023-04-25 10:30 | 22 | 0 | 0 | 0 | 0 | 0 | 0 | 190 | 0 | 0 | 0 | 0 | 0 | 0 | 0
2023-04-25 11:00 | 23 | 0 | 0 | 0 | 0 | 0 | 0 | 190 | 0 | 0 | 0 | 0 | 0 | 0 | 0
2023-04-25 11:30 | 24 | 0 | 0 | 0 | 0 | 0 | 0 | 190 | 0 | 0 | 0 | 0 | 0 | 0 | 0
2023-04-25 12:00 | 1 | 0 | 0 | 0 | 0 | 0 | 0 | 190 | 0 | 0 | 0 | 0 | 0 | 0 | 0
2023-04-25 12:30 | 2 | 0 | 0 | 0 | 0 | 0 | 0 | 190 | 0 | 0 | 0 | 0 | 0 | 0 | 0
2023-04-25 13:00 | 3 | 0 | 0 | 0 | 0 | 0 | 0 | 190 | 0 | 0 | 0 | 0 | 0 | 0 | 0
2023-04-25 13:30 | 4 | 0 | 0 | 0 | 0 | 0 | 0 | 190 | 0 | 0 | 0 | 0 | 0 | 0 | 0
2023-04-25 14:00 | 5 | 0 | 0 | 0 | 0 | 0 | 0 | 190 | 0 | 0 | 0 | 0 | 0 | 0 | 0
2023-04-25 14:30 | 6 | 0 | 0 | 0 | 0 | 0 | 0 | 190 | 0 | 0 | 0 | 0 | 0 | 0 | 0
2023-04-25 15:00 | 7 | 0 | 0 | 0 | 0 | 0 | 0 | 190 | 0 | 0 | 0 | 0 | 0 | 0 | 0
2023-04-25 15:30 | 8 | 0 | 0 | 0 | 0 | 0 | 0 | 190 | 0 | 0 | 0 | 0 | 0 | 0 | 0
2023-04-25 16:00 | 9 | 0 | 0 | 0 | 0 | 0 | 0 | 190 | 0 | 0 | 0 | 0 | 0 | 0 | 0
2023-04-25 16:30 | 10 | 0 | 0 | 0 | 0 | 0 | 0 | 190 | 0 | 0 | 0 | 0 | 0 | 0 | 0
2023-04-25 17:00 | 11 | 0 | 0 | 0 | 0 | 0 | 0 | 190 | 0 | 0 | 0 | 0 | 0 | 0 | 0
2023-04-25 17:30 | 12 | 0 | 0 | 0 | 0 | 0 | 0 | 290 | 0 | 0 | 0 | 0 | 0 | 0 | 0
2023-04-25 18:00 | 13 | 0 | 0 | 0 | 0 | 0 | 0 | 290 | 0 | 0 | 0 | 0 | 0 | 0 | 0
2023-04-25 18:30 | 14 | 0 | 0 | 0 | 0 | 0 | 0 | 290 | 0 | 0 | 0 | 0 | 0 | 0 | 0
2023-04-25 19:00 | 15 | 0 | 0 | 0 | 0 | 0 | 0 | 290 | 0 | 0 | 0 | 0 | 0 | 0 | 0
2023-04-25 19:30 | 16 | 0 | 0 | 0 | 0 | 0 | 0 | 290 | 0 | 0 | 0 | 0 | 0 | 0 | 0
2023-04-25 20:00 | 17 | 0 | 0 | 0 | 0 | 0 | 0 | 290 | 0 | 0 | 0 | 0 | 0 | 0 | 0
2023-04-25 20:30 | 18 | 0 | 0 | 0 | 0 | 0 | 0 | 290 | 0 | 0 | 0 | 0 | 0 | 0 | 0
2023-04-25 21:00 | 19 | 0 | 0 | 0 | 0 | 0 | 0 | 290 | 0 | 0 | 0 | 0 | 0 | 0 | 0
2023-04-25 21:30 | 20 | 0 | 0 | 0 | 0 | 0 | 0 | 290 | 0 | 0 | 0 | 0 | 0 | 0 | 0
2023-04-25 22:00 | 21 | 0 | 0 | 0 | 0 | 0 | 0 | 190 | 0 | 0 | 0 | 0 | 0 | 0 | 0
2023-04-25 22:30 | 22 | 0 | 0 | 0 | 0 | 0 | 0 | 190 | 0 | 0 | 0 | 0 | 0 | 0 | 0
2023-04-25 23:00 | 23 | 0 | 0 | 0 | 0 | 0 | 0 | 190 | 0 | 0 | 0 | 0 | 0 | 0 | 0
2023-04-25 23:30 | 24 | 0 | 0 | 0 | 0 | 0 | 0 | 190 | 0 | 0 | 0 | 0 | 0 | 0 | 0
2023-04-26 | 1 | 0 | 0 | 0 | 0 | 0 | 0 | 190 | 0 | 0 | 0 | 0 | 0 | 0 | 0
2023-04-26 00:30 | 2 | 0 | 0 | 0 | 0 | 0 | 0 | 190 | 0 | 0 | 0 | 0 | 0 | 0 | 0
2023-04-26 01:00 | 3 | 0 | 0 | 0 | 0 | 0 | 0 | 190 | 0 | 0 | 0 | 0 | 0 | 0 | 0
2023-04-26 01:30 | 4 | 0 | 0 | 0 | 0 | 0 | 0 | 190 | 0 | 0 | 0 | 0 | 0 | 0 | 0
2023-04-26 02:00 | 5 | 0 | 0 | 0 | 0 | 0 | 0 | 190 | 0 | 0 | 0 | 0 | 0 | 0 | 0
2023-04-26 02:30 | 6 | 0 | 0 | 0 | 0 | 0 | 0 | 190 | 0 | 0 | 0 | 0 | 0 | 0 | 0
2023-04-26 03:00 | 7 | 0 | 0 | 0 | 0 | 0 | 0 | 190 | 0 | 0 | 0 | 0 | 0 | 0 | 0
2023-04-26 03:30 | 8 | 0 | 0 | 0 | 0 | 0 | 0 | 190 | 0 | 0 | 0 | 0 | 0 | 0 | 0
2023-04-26 04:00 | 9 | 0 | 0 | 0 | 0 | 0 | 0 | 190 | 0 | 0 | 0 | 0 | 0 | 0 | 0
2023-04-26 04:30 | 10 | 0 | 0 | 0 | 0 | 0 | 0 | 190 | 0 | 0 | 0 | 0 | 0 | 0 | 0
2023-04-26 05:00 | 11 | 0 | 0 | 0 | 0 | 0 | 0 | 190 | 0 | 0 | 0 | 0 | 0 | 0 | 0
2023-04-26 05:30 | 12 | 0 | 0 | 0 | 0 | 0 | 0 | 290 | 0 | 0 | 0 | 0 | 0 | 0 | 0
2023-04-26 06:00 | 13 | 0 | 0 | 0 | 0 | 0 | 0 | 290 | 0 | 0 | 0 | 0 | 0 | 0 | 0
2023-04-26 06:30 | 14 | 0 | 0 | 0 | 0 | 0 | 0 | 290 | 0 | 0 | 0 | 0 | 0 | 0 | 0
2023-04-26 07:00 | 15 | 0 | 0 | 0 | 0 | 0 | 0 | 290 | 0 | 0 | 0 | 0 | 0 | 0 | 0
2023-04-26 07:30 | 16 | 0 | 0 | 0 | 0 | 0 | 0 | 290 | 0 | 0 | 0 | 0 | 0 | 0 | 0
2023-04-26 08:00 | 17 | 0 | 0 | 0 | 0 | 0 | 0 | 290 | 0 | 0 | 0 | 0 | 0 | 0 | 0
2023-04-26 08:30 | 18 | 0 | 0 | 0 | 0 | 0 | 0 | 290 | 0 | 0 | 0 | 0 | 0 | 0 | 0
2023-04-26 09:00 | 19 | 0 | 0 | 0 | 0 | 0 | 0 | 290 | 0 | 0 | 0 | 0 | 0 | 0 | 0
2023-04-26 09:30 | 20 | 0 | 0 | 0 | 0 | 0 | 0 | 290 | 0 | 0 | 0 | 0 | 0 | 0 | 0
2023-04-26 10:00 | 21 | 0 | 0 | 0 | 0 | 0 | 0 | 190 | 0 | 0 | 0 | 0 | 0 | 0 | 0
2023-04-26 10:30 | 22 | 0 | 0 | 0 | 0 | 0 | 0 | 190 | 0 | 0 | 0 | 0 | 0 | 0 | 0
2023-04-26 11:00 | 23 | 0 | 0 | 0 | 0 | 0 | 0 | 190 | 0 | 0 | 0 | 0 | 0 | 0 | 0
2023-04-26 11:30 | 24 | 0 | 0 | 0 | 0 | 0 | 0 | 190 | 0 | 0 | 0 | 0 | 0 | 0 | 0
2023-04-26 12:00 | 1 | 0 | 0 | 0 | 0 | 0 | 0 | 190 | 0 | 0 | 0 | 0 | 0 | 0 | 0
2023-04-26 12:30 | 2 | 0 | 0 | 0 | 0 | 0 | 0 | 190 | 0 | 0 | 0 | 0 | 0 | 0 | 0
2023-04-26 13:00 | 3 | 0 | 0 | 0 | 0 | 0 | 0 | 190 | 0 | 0 | 0 | 0 | 0 | 0 | 0
2023-04-26 13:30 | 4 | 0 | 0 | 0 | 0 | 0 | 0 | 190 | 0 | 0 | 0 | 0 | 0 | 0 | 0
2023-04-26 14:00 | 5 | 0 | 0 | 0 | 0 | 0 | 0 | 190 | 0 | 0 | 0 | 0 | 0 | 0 | 0
2023-04-26 14:30 | 6 | 0 | 0 | 0 | 0 | 0 | 0 | 190 | 0 | 0 | 0 | 0 | 0 | 0 | 0
2023-04-26 15:00 | 7 | 0 | 0 | 0 | 0 | 0 | 0 | 190 | 0 | 0 | 0 | 0 | 0 | 0 | 0
2023-04-26 15:30 | 8 | 0 | 0 | 0 | 0 | 0 | 0 | 190 | 0 | 0 | 0 | 0 | 0 | 0 | 0
2023-04-26 16:00 | 9 | 0 | 0 | 0 | 0 | 0 | 0 | 190 | 0 | 0 | 0 | 0 | 0 | 0 | 0
2023-04-26 16:30 | 10 | 0 | 0 | 0 | 0 | 0 | 0 | 190 | 0 | 0 | 0 | 0 | 0 | 0 | 0
2023-04-26 17:00 | 11 | 0 | 0 | 0 | 0 | 0 | 0 | 190 | 0 | 0 | 0 | 0 | 0 | 0 | 0
2023-04-26 17:30 | 12 | 0 | 0 | 0 | 0 | 0 | 0 | 290 | 0 | 0 | 0 | 0 | 0 | 0 | 0
2023-04-26 18:00 | 13 | 0 | 0 | 0 | 0 | 0 | 0 | 290 | 0 | 0 | 0 | 0 | 0 | 0 | 0
2023-04-26 18:30 | 14 | 0 | 0 | 0 | 0 | 0 | 0 | 290 | 0 | 0 | 0 | 0 | 0 | 0 | 0
2023-04-26 19:00 | 15 | 0 | 0 | 0 | 0 | 0 | 0 | 290 | 0 | 0 | 0 | 0 | 0 | 0 | 0
2023-04-26 19:30 | 16 | 0 | 0 | 0 | 0 | 0 | 0 | 290 | 0 | 0 | 0 | 0 | 0 | 0 | 0
2023-04-26 20:00 | 17 | 0 | 0 | 0 | 0 | 0 | 0 | 290 | 0 | 0 | 0 | 0 | 0 | 0 | 0
2023-04-26 20:30 | 18 | 0 | 0 | 0 | 0 | 0 | 0 | 290 | 0 | 0 | 0 | 0 | 0 | 0 | 0
2023-04-26 21:00 | 19 | 0 | 0 | 0 | 0 | 0 | 0 | 290 | 0 | 0 | 0 | 0 | 0 | 0 | 0
2023-04-26 21:30 | 20 | 0 | 0 | 0 | 0 | 0 | 0 | 290 | 0 | 0 | 0 | 0 | 0 | 0 | 0
2023-04-26 22:00 | 21 | 0 | 0 | 0 | 0 | 0 | 0 | 190 | 0 | 0 | 0 | 0 | 0 | 0 | 0
2023-04-26 22:30 | 22 | 0 | 0 | 0 | 0 | 0 | 0 | 190 | 0 | 0 | 0 | 0 | 0 | 0 | 0
2023-04-26 23:00 | 23 | 0 | 0 | 0 | 0 | 0 | 0 | 190 | 0 | 0 | 0 | 0 | 0 | 0 | 0
2023-04-26 23:30 | 24 | 0 | 0 | 0 | 0 | 0 | 0 | 190 | 0 | 0 | 0 | 0 | 0 | 0 | 0
2023-04-27 | 1 | 0 | 0 | 0 | 0 | 0 | 0 | 190 | 0 | 0 | 0 | 0 | 0 | 0 | 0
2023-04-27 00:30 | 2 | 0 | 0 | 0 | 0 | 0 | 0 | 190 | 0 | 0 | 0 | 0 | 0 | 0 | 0
2023-04-27 01:00 | 3 | 0 | 0 | 0 | 0 | 0 | 0 | 190 | 0 | 0 | 0 | 0 | 0 | 0 | 0
2023-04-27 01:30 | 4 | 0 | 0 | 0 | 0 | 0 | 0 | 190 | 0 | 0 | 0 | 0 | 0 | 0 | 0
2023-04-27 02:00 | 5 | 0 | 0 | 0 | 0 | 0 | 0 | 190 | 0 | 0 | 0 | 0 | 0 | 0 | 0
2023-04-27 02:30 | 6 | 0 | 0 | 0 | 0 | 0 | 0 | 190 | 0 | 0 | 0 | 0 | 0 | 0 | 0
2023-04-27 03:00 | 7 | 0 | 0 | 0 | 0 | 0 | 0 | 190 | 0 | 0 | 0 | 0 | 0 | 0 | 0
2023-04-27 03:30 | 8 | 0 | 0 | 0 | 0 | 0 | 0 | 190 | 0 | 0 | 0 | 0 | 0 | 0 | 0
2023-04-27 04:00 | 9 | 0 | 0 | 0 | 0 | 0 | 0 | 190 | 0 | 0 | 0 | 0 | 0 | 0 | 0
2023-04-27 04:30 | 10 | 0 | 0 | 0 | 0 | 0 | 0 | 190 | 0 | 0 | 0 | 0 | 0 | 0 | 0
2023-04-27 05:00 | 11 | 0 | 0 | 0 | 0 | 0 | 0 | 190 | 0 | 0 | 0 | 0 | 0 | 0 | 0
2023-04-27 05:30 | 12 | 0 | 0 | 0 | 0 | 0 | 0 | 290 | 0 | 0 | 0 | 0 | 0 | 0 | 0
2023-04-27 06:00 | 13 | 0 | 0 | 0 | 0 | 0 | 0 | 290 | 0 | 0 | 0 | 0 | 0 | 0 | 0
2023-04-27 06:30 | 14 | 0 | 0 | 0 | 0 | 0 | 0 | 290 | 0 | 0 | 0 | 0 | 0 | 0 | 0
2023-04-27 07:00 | 15 | 0 | 0 | 0 | 0 | 0 | 0 | 290 | 0 | 0 | 0 | 0 | 0 | 0 | 0
2023-04-27 07:30 | 16 | 0 | 0 | 0 | 0 | 0 | 0 | 290 | 0 | 0 | 0 | 0 | 0 | 0 | 0
2023-04-27 08:00 | 17 | 0 | 0 | 0 | 0 | 0 | 0 | 290 | 0 | 0 | 0 | 0 | 0 | 0 | 0
2023-04-27 08:30 | 18 | 0 | 0 | 0 | 0 | 0 | 0 | 290 | 0 | 0 | 0 | 0 | 0 | 0 | 0
2023-04-27 09:00 | 19 | 0 | 0 | 0 | 0 | 0 | 0 | 290 | 0 | 0 | 0 | 0 | 0 | 0 | 0
2023-04-27 09:30 | 20 | 0 | 0 | 0 | 0 | 0 | 0 | 290 | 0 | 0 | 0 | 0 | 0 | 0 | 0
2023-04-27 10:00 | 21 | 0 | 0 | 0 | 0 | 0 | 0 | 190 | 0 | 0 | 0 | 0 | 0 | 0 | 0
2023-04-27 10:30 | 22 | 0 | 0 | 0 | 0 | 0 | 0 | 190 | 0 | 0 | 0 | 0 | 0 | 0 | 0
2023-04-27 11:00 | 23 | 0 | 0 | 0 | 0 | 0 | 0 | 190 | 0 | 0 | 0 | 0 | 0 | 0 | 0
2023-04-27 11:30 | 24 | 0 | 0 | 0 | 0 | 0 | 0 | 190 | 0 | 0 | 0 | 0 | 0 | 0 | 0
2023-04-27 12:00 | 1 | 0 | 0 | 0 | 0 | 0 | 0 | 190 | 0 | 0 | 0 | 0 | 0 | 0 | 0
2023-04-27 12:30 | 2 | 0 | 0 | 0 | 0 | 0 | 0 | 190 | 0 | 0 | 0 | 0 | 0 | 0 | 0
2023-04-27 13:00 | 3 | 0 | 0 | 0 | 0 | 0 | 0 | 190 | 0 | 0 | 0 | 0 | 0 | 0 | 0
2023-04-27 13:30 | 4 | 0 | 0 | 0 | 0 | 0 | 0 | 190 | 0 | 0 | 0 | 0 | 0 | 0 | 0
2023-04-27 14:00 | 5 | 0 | 0 | 0 | 0 | 0 | 0 | 190 | 0 | 0 | 0 | 0 | 0 | 0 | 0
2023-04-27 14:30 | 6 | 0 | 0 | 0 | 0 | 0 | 0 | 190 | 0 | 0 | 0 | 0 | 0 | 0 | 0
2023-04-27 15:00 | 7 | 0 | 0 | 0 | 0 | 0 | 0 | 190 | 0 | 0 | 0 | 0 | 0 | 0 | 0
2023-04-27 15:30 | 8 | 0 | 0 | 0 | 0 | 0 | 0 | 190 | 0 | 0 | 0 | 0 | 0 | 0 | 0
2023-04-27 16:00 | 9 | 0 | 0 | 0 | 0 | 0 | 0 | 190 | 0 | 0 | 0 | 0 | 0 | 0 | 0
2023-04-27 16:30 | 10 | 0 | 0 | 0 | 0 | 0 | 0 | 190 | 0 | 0 | 0 | 0 | 0 | 0 | 0
2023-04-27 17:00 | 11 | 0 | 0 | 0 | 0 | 0 | 0 | 190 | 0 | 0 | 0 | 0 | 0 | 0 | 0
2023-04-27 17:30 | 12 | 0 | 0 | 0 | 0 | 0 | 0 | 290 | 0 | 0 | 0 | 0 | 0 | 0 | 0
2023-04-27 18:00 | 13 | 0 | 0 | 0 | 0 | 0 | 0 | 290 | 0 | 0 | 0 | 0 | 0 | 0 | 0
2023-04-27 18:30 | 14 | 0 | 0 | 0 | 0 | 0 | 0 | 290 | 0 | 0 | 0 | 0 | 0 | 0 | 0
2023-04-27 19:00 | 15 | 0 | 0 | 0 | 0 | 0 | 0 | 290 | 0 | 0 | 0 | 0 | 0 | 0 | 0
2023-04-27 19:30 | 16 | 0 | 0 | 0 | 0 | 0 | 0 | 290 | 0 | 0 | 0 | 0 | 0 | 0 | 0
2023-04-27 20:00 | 17 | 0 | 0 | 0 | 0 | 0 | 0 | 290 | 0 | 0 | 0 | 0 | 0 | 0 | 0
2023-04-27 20:30 | 18 | 0 | 0 | 0 | 0 | 0 | 0 | 290 | 0 | 0 | 0 | 0 | 0 | 0 | 0
2023-04-27 21:00 | 19 | 0 | 0 | 0 | 0 | 0 | 0 | 290 | 0 | 0 | 0 | 0 | 0 | 0 | 0
2023-04-27 21:30 | 20 | 0 | 0 | 0 | 0 | 0 | 0 | 290 | 0 | 0 | 0 | 0 | 0 | 0 | 0
2023-04-27 22:00 | 21 | 0 | 0 | 0 | 0 | 0 | 0 | 190 | 0 | 0 | 0 | 0 | 0 | 0 | 0
2023-04-27 22:30 | 22 | 0 | 0 | 0 | 0 | 0 | 0 | 190 | 0 | 0 | 0 | 0 | 0 | 0 | 0
2023-04-27 23:00 | 23 | 0 | 0 | 0 | 0 | 0 | 0 | 190 | 0 | 0 | 0 | 0 | 0 | 0 | 0
2023-04-27 23:30 | 24 | 0 | 0 | 0 | 0 | 0 | 0 | 190 | 0 | 0 | 0 | 0 | 0 | 0 | 0
2023-04-28 | 1 | 0 | 0 | 0 | 0 | 0 | 0 | 190 | 0 | 0 | 0 | 0 | 0 | 0 | 0
2023-04-28 00:30 | 2 | 0 | 0 | 0 | 0 | 0 | 0 | 190 | 0 | 0 | 0 | 0 | 0 | 0 | 0
2023-04-28 01:00 | 3 | 0 | 0 | 0 | 0 | 0 | 0 | 190 | 0 | 0 | 0 | 0 | 0 | 0 | 0
2023-04-28 01:30 | 4 | 0 | 0 | 0 | 0 | 0 | 0 | 190 | 0 | 0 | 0 | 0 | 0 | 0 | 0
2023-04-28 02:00 | 5 | 0 | 0 | 0 | 0 | 0 | 0 | 190 | 0 | 0 | 0 | 0 | 0 | 0 | 0
2023-04-28 02:30 | 6 | 0 | 0 | 0 | 0 | 0 | 0 | 190 | 0 | 0 | 0 | 0 | 0 | 0 | 0
2023-04-28 03:00 | 7 | 0 | 0 | 0 | 0 | 0 | 0 | 190 | 0 | 0 | 0 | 0 | 0 | 0 | 0
2023-04-28 03:30 | 8 | 0 | 0 | 0 | 0 | 0 | 0 | 190 | 0 | 0 | 0 | 0 | 0 | 0 | 0
2023-04-28 04:00 | 9 | 0 | 0 | 0 | 0 | 0 | 0 | 190 | 0 | 0 | 0 | 0 | 0 | 0 | 0
2023-04-28 04:30 | 10 | 0 | 0 | 0 | 0 | 0 | 0 | 190 | 0 | 0 | 0 | 0 | 0 | 0 | 0
2023-04-28 05:00 | 11 | 0 | 0 | 0 | 0 | 0 | 0 | 190 | 0 | 0 | 0 | 0 | 0 | 0 | 0
2023-04-28 05:30 | 12 | 0 | 0 | 0 | 0 | 0 | 0 | 290 | 0 | 0 | 0 | 0 | 0 | 0 | 0
2023-04-28 06:00 | 13 | 0 | 0 | 0 | 0 | 0 | 0 | 290 | 0 | 0 | 0 | 0 | 0 | 0 | 0
2023-04-28 06:30 | 14 | 0 | 0 | 0 | 0 | 0 | 0 | 290 | 0 | 0 | 0 | 0 | 0 | 0 | 0
2023-04-28 07:00 | 15 | 0 | 0 | 0 | 0 | 0 | 0 | 290 | 0 | 0 | 0 | 0 | 0 | 0 | 0
2023-04-28 07:30 | 16 | 0 | 0 | 0 | 0 | 0 | 0 | 290 | 0 | 0 | 0 | 0 | 0 | 0 | 0
2023-04-28 08:00 | 17 | 0 | 0 | 0 | 0 | 0 | 0 | 290 | 0 | 0 | 0 | 0 | 0 | 0 | 0
2023-04-28 08:30 | 18 | 0 | 0 | 0 | 0 | 0 | 0 | 290 | 0 | 0 | 0 | 0 | 0 | 0 | 0
2023-04-28 09:00 | 19 | 0 | 0 | 0 | 0 | 0 | 0 | 290 | 0 | 0 | 0 | 0 | 0 | 0 | 0
2023-04-28 09:30 | 20 | 0 | 0 | 0 | 0 | 0 | 0 | 290 | 0 | 0 | 0 | 0 | 0 | 0 | 0
2023-04-28 10:00 | 21 | 0 | 0 | 0 | 0 | 0 | 0 | 190 | 0 | 0 | 0 | 0 | 0 | 0 | 0
2023-04-28 10:30 | 22 | 0 | 0 | 0 | 0 | 0 | 0 | 190 | 0 | 0 | 0 | 0 | 0 | 0 | 0
2023-04-28 11:00 | 23 | 0 | 0 | 0 | 0 | 0 | 0 | 190 | 0 | 0 | 0 | 0 | 0 | 0 | 0
2023-04-28 11:30 | 24 | 0 | 0 | 0 | 0 | 0 | 0 | 190 | 0 | 0 | 0 | 0 | 0 | 0 | 0
2023-04-28 12:00 | 1 | 0 | 0 | 0 | 0 | 0 | 0 | 190 | 0 | 0 | 0 | 0 | 0 | 0 | 0
2023-04-28 12:30 | 2 | 0 | 0 | 0 | 0 | 0 | 0 | 190 | 0 | 0 | 0 | 0 | 0 | 0 | 0
2023-04-28 13:00 | 3 | 0 | 0 | 0 | 0 | 0 | 0 | 190 | 0 | 0 | 0 | 0 | 0 | 0 | 0
2023-04-28 13:30 | 4 | 0 | 0 | 0 | 0 | 0 | 0 | 190 | 0 | 0 | 0 | 0 | 0 | 0 | 0
2023-04-28 14:00 | 5 | 0 | 0 | 0 | 0 | 0 | 0 | 190 | 0 | 0 | 0 | 0 | 0 | 0 | 0
2023-04-28 14:30 | 6 | 0 | 0 | 0 | 0 | 0 | 0 | 190 | 0 | 0 | 0 | 0 | 0 | 0 | 0
2023-04-28 15:00 | 7 | 0 | 0 | 0 | 0 | 0 | 0 | 190 | 0 | 0 | 0 | 0 | 0 | 0 | 0
2023-04-28 15:30 | 8 | 0 | 0 | 0 | 0 | 0 | 0 | 190 | 0 | 0 | 0 | 0 | 0 | 0 | 0
2023-04-28 16:00 | 9 | 0 | 0 | 0 | 0 | 0 | 0 | 190 | 0 | 0 | 0 | 0 | 0 | 0 | 0
2023-04-28 16:30 | 10 | 0 | 0 | 0 | 0 | 0 | 0 | 190 | 0 | 0 | 0 | 0 | 0 | 0 | 0
2023-04-28 17:00 | 11 | 0 | 0 | 0 | 0 | 0 | 0 | 190 | 0 | 0 | 0 | 0 | 0 | 0 | 0
2023-04-28 17:30 | 12 | 0 | 0 | 0 | 0 | 0 | 0 | 290 | 0 | 0 | 0 | 0 | 0 | 0 | 0
2023-04-28 18:00 | 13 | 0 | 0 | 0 | 0 | 0 | 0 | 290 | 0 | 0 | 0 | 0 | 0 | 0 | 0
2023-04-28 18:30 | 14 | 0 | 0 | 0 | 0 | 0 | 0 | 290 | 0 | 0 | 0 | 0 | 0 | 0 | 0
2023-04-28 19:00 | 15 | 0 | 0 | 0 | 0 | 0 | 0 | 290 | 0 | 0 | 0 | 0 | 0 | 0 | 0
2023-04-28 19:30 | 16 | 0 | 0 | 0 | 0 | 0 | 0 | 290 | 0 | 0 | 0 | 0 | 0 | 0 | 0
2023-04-28 20:00 | 17 | 0 | 0 | 0 | 0 | 0 | 0 | 290 | 0 | 0 | 0 | 0 | 0 | 0 | 0
2023-04-28 20:30 | 18 | 0 | 0 | 0 | 0 | 0 | 0 | 290 | 0 | 0 | 0 | 0 | 0 | 0 | 0
2023-04-28 21:00 | 19 | 0 | 0 | 0 | 0 | 0 | 0 | 290 | 0 | 0 | 0 | 0 | 0 | 0 | 0
2023-04-28 21:30 | 20 | 0 | 0 | 0 | 0 | 0 | 0 | 290 | 0 | 0 | 0 | 0 | 0 | 0 | 0
2023-04-28 22:00 | 21 | 0 | 0 | 0 | 0 | 0 | 0 | 190 | 0 | 0 | 0 | 0 | 0 | 0 | 0
2023-04-28 22:30 | 22 | 0 | 0 | 0 | 0 | 0 | 0 | 190 | 0 | 0 | 0 | 0 | 0 | 0 | 0
2023-04-28 23:00 | 23 | 0 | 0 | 0 | 0 | 0 | 0 | 190 | 0 | 0 | 0 | 0 | 0 | 0 | 0
2023-04-28 23:30 | 24 | 0 | 0 | 0 | 0 | 0 | 0 | 190 | 0 | 0 | 0 | 0 | 0 | 0 | 0
2023-04-29 | 1 | 0 | 0 | 0 | 0 | 0 | 0 | 190 | 0 | 0 | 0 | 0 | 0 | 0 | 0
2023-04-29 00:30 | 2 | 0 | 0 | 0 | 0 | 0 | 0 | 190 | 0 | 0 | 0 | 0 | 0 | 0 | 0
2023-04-29 01:00 | 3 | 0 | 0 | 0 | 0 | 0 | 0 | 190 | 0 | 0 | 0 | 0 | 0 | 0 | 0
2023-04-29 01:30 | 4 | 0 | 0 | 0 | 0 | 0 | 0 | 190 | 0 | 0 | 0 | 0 | 0 | 0 | 0
2023-04-29 02:00 | 5 | 0 | 0 | 0 | 0 | 0 | 0 | 190 | 0 | 0 | 0 | 0 | 0 | 0 | 0
2023-04-29 02:30 | 6 | 0 | 0 | 0 | 0 | 0 | 0 | 190 | 0 | 0 | 0 | 0 | 0 | 0 | 0
2023-04-29 03:00 | 7 | 0 | 0 | 0 | 0 | 0 | 0 | 190 | 0 | 0 | 0 | 0 | 0 | 0 | 0
2023-04-29 03:30 | 8 | 0 | 0 | 0 | 0 | 0 | 0 | 190 | 0 | 0 | 0 | 0 | 0 | 0 | 0
2023-04-29 04:00 | 9 | 0 | 0 | 0 | 0 | 0 | 0 | 190 | 0 | 0 | 0 | 0 | 0 | 0 | 0
2023-04-29 04:30 | 10 | 0 | 0 | 0 | 0 | 0 | 0 | 190 | 0 | 0 | 0 | 0 | 0 | 0 | 0
2023-04-29 05:00 | 11 | 0 | 0 | 0 | 0 | 0 | 0 | 190 | 0 | 0 | 0 | 0 | 0 | 0 | 0
2023-04-29 05:30 | 12 | 0 | 0 | 0 | 0 | 0 | 0 | 290 | 0 | 0 | 0 | 0 | 0 | 0 | 0
2023-04-29 06:00 | 13 | 0 | 0 | 0 | 0 | 0 | 0 | 290 | 0 | 0 | 0 | 0 | 0 | 0 | 0
2023-04-29 06:30 | 14 | 0 | 0 | 0 | 0 | 0 | 0 | 290 | 0 | 0 | 0 | 0 | 0 | 0 | 0
2023-04-29 07:00 | 15 | 0 | 0 | 0 | 0 | 0 | 0 | 290 | 0 | 0 | 0 | 0 | 0 | 0 | 0
2023-04-29 07:30 | 16 | 0 | 0 | 0 | 0 | 0 | 0 | 290 | 0 | 0 | 0 | 0 | 0 | 0 | 0
2023-04-29 08:00 | 17 | 0 | 0 | 0 | 0 | 0 | 0 | 290 | 0 | 0 | 0 | 0 | 0 | 0 | 0
2023-04-29 08:30 | 18 | 0 | 0 | 0 | 0 | 0 | 0 | 290 | 0 | 0 | 0 | 0 | 0 | 0 | 0
2023-04-29 09:00 | 19 | 0 | 0 | 0 | 0 | 0 | 0 | 290 | 0 | 0 | 0 | 0 | 0 | 0 | 0
2023-04-29 09:30 | 20 | 0 | 0 | 0 | 0 | 0 | 0 | 290 | 0 | 0 | 0 | 0 | 0 | 0 | 0
2023-04-29 10:00 | 21 | 0 | 0 | 0 | 0 | 0 | 0 | 190 | 0 | 0 | 0 | 0 | 0 | 0 | 0
2023-04-29 10:30 | 22 | 0 | 0 | 0 | 0 | 0 | 0 | 190 | 0 | 0 | 0 | 0 | 0 | 0 | 0
2023-04-29 11:00 | 23 | 0 | 0 | 0 | 0 | 0 | 0 | 190 | 0 | 0 | 0 | 0 | 0 | 0 | 0
2023-04-29 11:30 | 24 | 0 | 0 | 0 | 0 | 0 | 0 | 190 | 0 | 0 | 0 | 0 | 0 | 0 | 0
2023-04-29 12:00 | 1 | 0 | 0 | 0 | 0 | 0 | 0 | 190 | 0 | 0 | 0 | 0 | 0 | 0 | 0
2023-04-29 12:30 | 2 | 0 | 0 | 0 | 0 | 0 | 0 | 190 | 0 | 0 | 0 | 0 | 0 | 0 | 0
2023-04-29 13:00 | 3 | 0 | 0 | 0 | 0 | 0 | 0 | 190 | 0 | 0 | 0 | 0 | 0 | 0 | 0
2023-04-29 13:30 | 4 | 0 | 0 | 0 | 0 | 0 | 0 | 190 | 0 | 0 | 0 | 0 | 0 | 0 | 0
2023-04-29 14:00 | 5 | 0 | 0 | 0 | 0 | 0 | 0 | 190 | 0 | 0 | 0 | 0 | 0 | 0 | 0
2023-04-29 14:30 | 6 | 0 | 0 | 0 | 0 | 0 | 0 | 190 | 0 | 0 | 0 | 0 | 0 | 0 | 0
2023-04-29 15:00 | 7 | 0 | 0 | 0 | 0 | 0 | 0 | 190 | 0 | 0 | 0 | 0 | 0 | 0 | 0
2023-04-29 15:30 | 8 | 0 | 0 | 0 | 0 | 0 | 0 | 190 | 0 | 0 | 0 | 0 | 0 | 0 | 0
2023-04-29 16:00 | 9 | 0 | 0 | 0 | 0 | 0 | 0 | 190 | 0 | 0 | 0 | 0 | 0 | 0 | 0
2023-04-29 16:30 | 10 | 0 | 0 | 0 | 0 | 0 | 0 | 190 | 0 | 0 | 0 | 0 | 0 | 0 | 0
2023-04-29 17:00 | 11 | 0 | 0 | 0 | 0 | 0 | 0 | 190 | 0 | 0 | 0 | 0 | 0 | 0 | 0
2023-04-29 17:30 | 12 | 0 | 0 | 0 | 0 | 0 | 0 | 290 | 0 | 0 | 0 | 0 | 0 | 0 | 0
2023-04-29 18:00 | 13 | 0 | 0 | 0 | 0 | 0 | 0 | 290 | 0 | 0 | 0 | 0 | 0 | 0 | 0
2023-04-29 18:30 | 14 | 0 | 0 | 0 | 0 | 0 | 0 | 290 | 0 | 0 | 0 | 0 | 0 | 0 | 0
2023-04-29 19:00 | 15 | 0 | 0 | 0 | 0 | 0 | 0 | 290 | 0 | 0 | 0 | 0 | 0 | 0 | 0
2023-04-29 19:30 | 16 | 0 | 0 | 0 | 0 | 0 | 0 | 290 | 0 | 0 | 0 | 0 | 0 | 0 | 0
2023-04-29 20:00 | 17 | 0 | 0 | 0 | 0 | 0 | 0 | 290 | 0 | 0 | 0 | 0 | 0 | 0 | 0
2023-04-29 20:30 | 18 | 0 | 0 | 0 | 0 | 0 | 0 | 290 | 0 | 0 | 0 | 0 | 0 | 0 | 0
2023-04-29 21:00 | 19 | 0 | 0 | 0 | 0 | 0 | 0 | 290 | 0 | 0 | 0 | 0 | 0 | 0 | 0
2023-04-29 21:30 | 20 | 0 | 0 | 0 | 0 | 0 | 0 | 290 | 0 | 0 | 0 | 0 | 0 | 0 | 0
2023-04-29 22:00 | 21 | 0 | 0 | 0 | 0 | 0 | 0 | 190 | 0 | 0 | 0 | 0 | 0 | 0 | 0
2023-04-29 22:30 | 22 | 0 | 0 | 0 | 0 | 0 | 0 | 190 | 0 | 0 | 0 | 0 | 0 | 0 | 0
2023-04-29 23:00 | 23 | 0 | 0 | 0 | 0 | 0 | 0 | 190 | 0 | 0 | 0 | 0 | 0 | 0 | 0
2023-04-29 23:30 | 24 | 0 | 0 | 0 | 0 | 0 | 0 | 190 | 0 | 0 | 0 | 0 | 0 | 0 | 0
2023-04-30 | 1 | 0 | 0 | 0 | 0 | 0 | 0 | 190 | 0 | 0 | 0 | 0 | 0 | 0 | 0
2023-04-30 00:30 | 2 | 0 | 0 | 0 | 0 | 0 | 0 | 190 | 0 | 0 | 0 | 0 | 0 | 0 | 0
2023-04-30 01:00 | 3 | 0 | 0 | 0 | 0 | 0 | 0 | 190 | 0 | 0 | 0 | 0 | 0 | 0 | 0
2023-04-30 01:30 | 4 | 0 | 0 | 0 | 0 | 0 | 0 | 190 | 0 | 0 | 0 | 0 | 0 | 0 | 0
2023-04-30 02:00 | 5 | 0 | 0 | 0 | 0 | 0 | 0 | 190 | 0 | 0 | 0 | 0 | 0 | 0 | 0
2023-04-30 02:30 | 6 | 0 | 0 | 0 | 0 | 0 | 0 | 190 | 0 | 0 | 0 | 0 | 0 | 0 | 0
2023-04-30 03:00 | 7 | 0 | 0 | 0 | 0 | 0 | 0 | 190 | 0 | 0 | 0 | 0 | 0 | 0 | 0
2023-04-30 03:30 | 8 | 0 | 0 | 0 | 0 | 0 | 0 | 190 | 0 | 0 | 0 | 0 | 0 | 0 | 0
2023-04-30 04:00 | 9 | 0 | 0 | 0 | 0 | 0 | 0 | 190 | 0 | 0 | 0 | 0 | 0 | 0 | 0
2023-04-30 04:30 | 10 | 0 | 0 | 0 | 0 | 0 | 0 | 190 | 0 | 0 | 0 | 0 | 0 | 0 | 0
2023-04-30 05:00 | 11 | 0 | 0 | 0 | 0 | 0 | 0 | 190 | 0 | 0 | 0 | 0 | 0 | 0 | 0
2023-04-30 05:30 | 12 | 0 | 0 | 0 | 0 | 0 | 0 | 290 | 0 | 0 | 0 | 0 | 0 | 0 | 0
2023-04-30 06:00 | 13 | 0 | 0 | 0 | 0 | 0 | 0 | 290 | 0 | 0 | 0 | 0 | 0 | 0 | 0
2023-04-30 06:30 | 14 | 0 | 0 | 0 | 0 | 0 | 0 | 290 | 0 | 0 | 0 | 0 | 0 | 0 | 0
2023-04-30 07:00 | 15 | 0 | 0 | 0 | 0 | 0 | 0 | 290 | 0 | 0 | 0 | 0 | 0 | 0 | 0
2023-04-30 07:30 | 16 | 0 | 0 | 0 | 0 | 0 | 0 | 290 | 0 | 0 | 0 | 0 | 0 | 0 | 0
2023-04-30 08:00 | 17 | 0 | 0 | 0 | 0 | 0 | 0 | 290 | 0 | 0 | 0 | 0 | 0 | 0 | 0
2023-04-30 08:30 | 18 | 0 | 0 | 0 | 0 | 0 | 0 | 290 | 0 | 0 | 0 | 0 | 0 | 0 | 0
2023-04-30 09:00 | 19 | 0 | 0 | 0 | 0 | 0 | 0 | 290 | 0 | 0 | 0 | 0 | 0 | 0 | 0
2023-04-30 09:30 | 20 | 0 | 0 | 0 | 0 | 0 | 0 | 290 | 0 | 0 | 0 | 0 | 0 | 0 | 0
2023-04-30 10:00 | 21 | 0 | 0 | 0 | 0 | 0 | 0 | 190 | 0 | 0 | 0 | 0 | 0 | 0 | 0
2023-04-30 10:30 | 22 | 0 | 0 | 0 | 0 | 0 | 0 | 190 | 0 | 0 | 0 | 0 | 0 | 0 | 0
2023-04-30 11:00 | 23 | 0 | 0 | 0 | 0 | 0 | 0 | 190 | 0 | 0 | 0 | 0 | 0 | 0 | 0
2023-04-30 11:30 | 24 | 0 | 0 | 0 | 0 | 0 | 0 | 190 | 0 | 0 | 0 | 0 | 0 | 0 | 0
2023-04-30 12:00 | 1 | 0 | 0 | 0 | 0 | 0 | 0 | 190 | 0 | 0 | 0 | 0 | 0 | 0 | 0
2023-04-30 12:30 | 2 | 0 | 0 | 0 | 0 | 0 | 0 | 190 | 0 | 0 | 0 | 0 | 0 | 0 | 0
2023-04-30 13:00 | 3 | 0 | 0 | 0 | 0 | 0 | 0 | 190 | 0 | 0 | 0 | 0 | 0 | 0 | 0
2023-04-30 13:30 | 4 | 0 | 0 | 0 | 0 | 0 | 0 | 190 | 0 | 0 | 0 | 0 | 0 | 0 | 0
2023-04-30 14:00 | 5 | 0 | 0 | 0 | 0 | 0 | 0 | 190 | 0 | 0 | 0 | 0 | 0 | 0 | 0
2023-04-30 14:30 | 6 | 0 | 0 | 0 | 0 | 0 | 0 | 190 | 0 | 0 | 0 | 0 | 0 | 0 | 0
2023-04-30 15:00 | 7 | 0 | 0 | 0 | 0 | 0 | 0 | 190 | 0 | 0 | 0 | 0 | 0 | 0 | 0
2023-04-30 15:30 | 8 | 0 | 0 | 0 | 0 | 0 | 0 | 190 | 0 | 0 | 0 | 0 | 0 | 0 | 0
2023-04-30 16:00 | 9 | 0 | 0 | 0 | 0 | 0 | 0 | 190 | 0 | 0 | 0 | 0 | 0 | 0 | 0
2023-04-30 16:30 | 10 | 0 | 0 | 0 | 0 | 0 | 0 | 190 | 0 | 0 | 0 | 0 | 0 | 0 | 0
2023-04-30 17:00 | 11 | 0 | 0 | 0 | 0 | 0 | 0 | 190 | 0 | 0 | 0 | 0 | 0 | 0 | 0
2023-04-30 17:30 | 12 | 0 | 0 | 0 | 0 | 0 | 0 | 290 | 0 | 0 | 0 | 0 | 0 | 0 | 0
2023-04-30 18:00 | 13 | 0 | 0 | 0 | 0 | 0 | 0 | 290 | 0 | 0 | 0 | 0 | 0 | 0 | 0
2023-04-30 18:30 | 14 | 0 | 0 | 0 | 0 | 0 | 0 | 290 | 0 | 0 | 0 | 0 | 0 | 0 | 0
2023-04-30 19:00 | 15 | 0 | 0 | 0 | 0 | 0 | 0 | 290 | 0 | 0 | 0 | 0 | 0 | 0 | 0
2023-04-30 19:30 | 16 | 0 | 0 | 0 | 0 | 0 | 0 | 290 | 0 | 0 | 0 | 0 | 0 | 0 | 0
2023-04-30 20:00 | 17 | 0 | 0 | 0 | 0 | 0 | 0 | 290 | 0 | 0 | 0 | 0 | 0 | 0 | 0
2023-04-30 20:30 | 18 | 0 | 0 | 0 | 0 | 0 | 0 | 290 | 0 | 0 | 0 | 0 | 0 | 0 | 0
2023-04-30 21:00 | 19 | 0 | 0 | 0 | 0 | 0 | 0 | 290 | 0 | 0 | 0 | 0 | 0 | 0 | 0
2023-04-30 21:30 | 20 | 0 | 0 | 0 | 0 | 0 | 0 | 290 | 0 | 0 | 0 | 0 | 0 | 0 | 0
2023-04-30 22:00 | 21 | 0 | 0 | 0 | 0 | 0 | 0 | 190 | 0 | 0 | 0 | 0 | 0 | 0 | 0
2023-04-30 22:30 | 22 | 0 | 0 | 0 | 0 | 0 | 0 | 190 | 0 | 0 | 0 | 0 | 0 | 0 | 0
2023-04-30 23:00 | 23 | 0 | 0 | 0 | 0 | 0 | 0 | 190 | 0 | 0 | 0 | 0 | 0 | 0 | 0
2023-04-30 23:30 | 24 | 0 | 0 | 0 | 0 | 0 | 0 | 190 | 0 | 0 | 0 | 0 | 0 | 0 | 0
2023-05-01 | 1 | 0 | 0 | 0 | 0 | 0 | 0 | 190 | 0 | 0 | 0 | 0 | 0 | 0 | 0
2023-05-01 00:30 | 2 | 0 | 0 | 0 | 0 | 0 | 0 | 190 | 0 | 0 | 0 | 0 | 0 | 0 | 0
2023-05-01 01:00 | 3 | 0 | 0 | 0 | 0 | 0 | 0 | 190 | 0 | 0 | 0 | 0 | 0 | 0 | 0
2023-05-01 01:30 | 4 | 0 | 0 | 0 | 0 | 0 | 0 | 190 | 0 | 0 | 0 | 0 | 0 | 0 | 0
2023-05-01 02:00 | 5 | 0 | 0 | 0 | 0 | 0 | 0 | 190 | 0 | 0 | 0 | 0 | 0 | 0 | 0
2023-05-01 02:30 | 6 | 0 | 0 | 0 | 0 | 0 | 0 | 190 | 0 | 0 | 0 | 0 | 0 | 0 | 0
2023-05-01 03:00 | 7 | 0 | 0 | 0 | 0 | 0 | 0 | 190 | 0 | 0 | 0 | 0 | 0 | 0 | 0
2023-05-01 03:30 | 8 | 0 | 0 | 0 | 0 | 0 | 0 | 190 | 0 | 0 | 0 | 0 | 0 | 0 | 0
2023-05-01 04:00 | 9 | 0 | 0 | 0 | 0 | 0 | 0 | 190 | 0 | 0 | 0 | 0 | 0 | 0 | 0
2023-05-01 04:30 | 10 | 0 | 0 | 0 | 0 | 0 | 0 | 190 | 0 | 0 | 0 | 0 | 0 | 0 | 0
2023-05-01 05:00 | 11 | 0 | 0 | 0 | 0 | 0 | 0 | 190 | 0 | 0 | 0 | 0 | 0 | 0 | 0
2023-05-01 05:30 | 12 | 0 | 0 | 0 | 0 | 0 | 0 | 290 | 0 | 0 | 0 | 0 | 0 | 0 | 0
2023-05-01 06:00 | 13 | 0 | 0 | 0 | 0 | 0 | 0 | 290 | 0 | 0 | 0 | 0 | 0 | 0 | 0
2023-05-01 06:30 | 14 | 0 | 0 | 0 | 0 | 0 | 0 | 290 | 0 | 0 | 0 | 0 | 0 | 0 | 0
2023-05-01 07:00 | 15 | 0 | 0 | 0 | 0 | 0 | 0 | 290 | 0 | 0 | 0 | 0 | 0 | 0 | 0
2023-05-01 07:30 | 16 | 0 | 0 | 0 | 0 | 0 | 0 | 290 | 0 | 0 | 0 | 0 | 0 | 0 | 0
2023-05-01 08:00 | 17 | 0 | 0 | 0 | 0 | 0 | 0 | 290 | 0 | 0 | 0 | 0 | 0 | 0 | 0
2023-05-01 08:30 | 18 | 0 | 0 | 0 | 0 | 0 | 0 | 290 | 0 | 0 | 0 | 0 | 0 | 0 | 0
2023-05-01 09:00 | 19 | 0 | 0 | 0 | 0 | 0 | 0 | 290 | 0 | 0 | 0 | 0 | 0 | 0 | 0
2023-05-01 09:30 | 20 | 0 | 0 | 0 | 0 | 0 | 0 | 290 | 0 | 0 | 0 | 0 | 0 | 0 | 0
2023-05-01 10:00 | 21 | 0 | 0 | 0 | 0 | 0 | 0 | 190 | 0 | 0 | 0 | 0 | 0 | 0 | 0
2023-05-01 10:30 | 22 | 0 | 0 | 0 | 0 | 0 | 0 | 190 | 0 | 0 | 0 | 0 | 0 | 0 | 0
2023-05-01 11:00 | 23 | 0 | 0 | 0 | 0 | 0 | 0 | 190 | 0 | 0 | 0 | 0 | 0 | 0 | 0
2023-05-01 11:30 | 24 | 0 | 0 | 0 | 0 | 0 | 0 | 190 | 0 | 0 | 0 | 0 | 0 | 0 | 0
2023-05-01 12:00 | 1 | 0 | 0 | 0 | 0 | 0 | 0 | 190 | 0 | 0 | 0 | 0 | 0 | 0 | 0
2023-05-01 12:30 | 2 | 0 | 0 | 0 | 0 | 0 | 0 | 190 | 0 | 0 | 0 | 0 | 0 | 0 | 0
2023-05-01 13:00 | 3 | 0 | 0 | 0 | 0 | 0 | 0 | 190 | 0 | 0 | 0 | 0 | 0 | 0 | 0
2023-05-01 13:30 | 4 | 0 | 0 | 0 | 0 | 0 | 0 | 190 | 0 | 0 | 0 | 0 | 0 | 0 | 0
2023-05-01 14:00 | 5 | 0 | 0 | 0 | 0 | 0 | 0 | 190 | 0 | 0 | 0 | 0 | 0 | 0 | 0
2023-05-01 14:30 | 6 | 0 | 0 | 0 | 0 | 0 | 0 | 190 | 0 | 0 | 0 | 0 | 0 | 0 | 0
2023-05-01 15:00 | 7 | 0 | 0 | 0 | 0 | 0 | 0 | 190 | 0 | 0 | 0 | 0 | 0 | 0 | 0
2023-05-01 15:30 | 8 | 0 | 0 | 0 | 0 | 0 | 0 | 190 | 0 | 0 | 0 | 0 | 0 | 0 | 0
2023-05-01 16:00 | 9 | 0 | 0 | 0 | 0 | 0 | 0 | 190 | 0 | 0 | 0 | 0 | 0 | 0 | 0
2023-05-01 16:30 | 10 | 0 | 0 | 0 | 0 | 0 | 0 | 190 | 0 | 0 | 0 | 0 | 0 | 0 | 0
2023-05-01 17:00 | 11 | 0 | 0 | 0 | 0 | 0 | 0 | 190 | 0 | 0 | 0 | 0 | 0 | 0 | 0
2023-05-01 17:30 | 12 | 0 | 0 | 0 | 0 | 0 | 0 | 290 | 0 | 0 | 0 | 0 | 0 | 0 | 0
2023-05-01 18:00 | 13 | 0 | 0 | 0 | 0 | 0 | 0 | 290 | 0 | 0 | 0 | 0 | 0 | 0 | 0
2023-05-01 18:30 | 14 | 0 | 0 | 0 | 0 | 0 | 0 | 290 | 0 | 0 | 0 | 0 | 0 | 0 | 0
2023-05-01 19:00 | 15 | 0 | 0 | 0 | 0 | 0 | 0 | 290 | 0 | 0 | 0 | 0 | 0 | 0 | 0
2023-05-01 19:30 | 16 | 0 | 0 | 0 | 0 | 0 | 0 | 290 | 0 | 0 | 0 | 0 | 0 | 0 | 0
2023-05-01 20:00 | 17 | 0 | 0 | 0 | 0 | 0 | 0 | 290 | 0 | 0 | 0 | 0 | 0 | 0 | 0
2023-05-01 20:30 | 18 | 0 | 0 | 0 | 0 | 0 | 0 | 290 | 0 | 0 | 0 | 0 | 0 | 0 | 0
2023-05-01 21:00 | 19 | 0 | 0 | 0 | 0 | 0 | 0 | 290 | 0 | 0 | 0 | 0 | 0 | 0 | 0
2023-05-01 21:30 | 20 | 0 | 0 | 0 | 0 | 0 | 0 | 290 | 0 | 0 | 0 | 0 | 0 | 0 | 0
2023-05-01 22:00 | 21 | 0 | 0 | 0 | 0 | 0 | 0 | 190 | 0 | 0 | 0 | 0 | 0 | 0 | 0
2023-05-01 22:30 | 22 | 0 | 0 | 0 | 0 | 0 | 0 | 190 | 0 | 0 | 0 | 0 | 0 | 0 | 0
2023-05-01 23:00 | 23 | 0 | 0 | 0 | 0 | 0 | 0 | 190 | 0 | 0 | 0 | 0 | 0 | 0 | 0
2023-05-01 23:30 | 24 | 0 | 0 | 0 | 0 | 0 | 0 | 190 | 0 | 0 | 0 | 0 | 0 | 0 | 0
2023-05-02 | 1 | 0 | 0 | 0 | 0 | 0 | 0 | 190 | 0 | 0 | 0 | 0 | 0 | 0 | 0
2023-05-02 00:30 | 2 | 0 | 0 | 0 | 0 | 0 | 0 | 190 | 0 | 0 | 0 | 0 | 0 | 0 | 0
2023-05-02 01:00 | 3 | 0 | 0 | 0 | 0 | 0 | 0 | 190 | 0 | 0 | 0 | 0 | 0 | 0 | 0
2023-05-02 01:30 | 4 | 0 | 0 | 0 | 0 | 0 | 0 | 190 | 0 | 0 | 0 | 0 | 0 | 0 | 0
2023-05-02 02:00 | 5 | 0 | 0 | 0 | 0 | 0 | 0 | 190 | 0 | 0 | 0 | 0 | 0 | 0 | 0
2023-05-02 02:30 | 6 | 0 | 0 | 0 | 0 | 0 | 0 | 190 | 0 | 0 | 0 | 0 | 0 | 0 | 0
2023-05-02 03:00 | 7 | 0 | 0 | 0 | 0 | 0 | 0 | 190 | 0 | 0 | 0 | 0 | 0 | 0 | 0
2023-05-02 03:30 | 8 | 0 | 0 | 0 | 0 | 0 | 0 | 190 | 0 | 0 | 0 | 0 | 0 | 0 | 0
2023-05-02 04:00 | 9 | 0 | 0 | 0 | 0 | 0 | 0 | 190 | 0 | 0 | 0 | 0 | 0 | 0 | 0
2023-05-02 04:30 | 10 | 0 | 0 | 0 | 0 | 0 | 0 | 190 | 0 | 0 | 0 | 0 | 0 | 0 | 0
2023-05-02 05:00 | 11 | 0 | 0 | 0 | 0 | 0 | 0 | 190 | 0 | 0 | 0 | 0 | 0 | 0 | 0
2023-05-02 05:30 | 12 | 0 | 0 | 0 | 0 | 0 | 0 | 290 | 0 | 0 | 0 | 0 | 0 | 0 | 0
2023-05-02 06:00 | 13 | 0 | 0 | 0 | 0 | 0 | 0 | 290 | 0 | 0 | 0 | 0 | 0 | 0 | 0
2023-05-02 06:30 | 14 | 0 | 0 | 0 | 0 | 0 | 0 | 290 | 0 | 0 | 0 | 0 | 0 | 0 | 0
2023-05-02 07:00 | 15 | 0 | 0 | 0 | 0 | 0 | 0 | 290 | 0 | 0 | 0 | 0 | 0 | 0 | 0
2023-05-02 07:30 | 16 | 0 | 0 | 0 | 0 | 0 | 0 | 290 | 0 | 0 | 0 | 0 | 0 | 0 | 0
2023-05-02 08:00 | 17 | 0 | 0 | 0 | 0 | 0 | 0 | 290 | 0 | 0 | 0 | 0 | 0 | 0 | 0
2023-05-02 08:30 | 18 | 0 | 0 | 0 | 0 | 0 | 0 | 290 | 0 | 0 | 0 | 0 | 0 | 0 | 0
2023-05-02 09:00 | 19 | 0 | 0 | 0 | 0 | 0 | 0 | 290 | 0 | 0 | 0 | 0 | 0 | 0 | 0
2023-05-02 09:30 | 20 | 0 | 0 | 0 | 0 | 0 | 0 | 290 | 0 | 0 | 0 | 0 | 0 | 0 | 0
2023-05-02 10:00 | 21 | 0 | 0 | 0 | 0 | 0 | 0 | 190 | 0 | 0 | 0 | 0 | 0 | 0 | 0
2023-05-02 10:30 | 22 | 0 | 0 | 0 | 0 | 0 | 0 | 190 | 0 | 0 | 0 | 0 | 0 | 0 | 0
2023-05-02 11:00 | 23 | 0 | 0 | 0 | 0 | 0 | 0 | 190 | 0 | 0 | 0 | 0 | 0 | 0 | 0
2023-05-02 11:30 | 24 | 0 | 0 | 0 | 0 | 0 | 0 | 190 | 0 | 0 | 0 | 0 | 0 | 0 | 0
2023-05-02 12:00 | 1 | 0 | 0 | 0 | 0 | 0 | 0 | 190 | 0 | 0 | 0 | 0 | 0 | 0 | 0
2023-05-02 12:30 | 2 | 0 | 0 | 0 | 0 | 0 | 0 | 190 | 0 | 0 | 0 | 0 | 0 | 0 | 0
2023-05-02 13:00 | 3 | 0 | 0 | 0 | 0 | 0 | 0 | 190 | 0 | 0 | 0 | 0 | 0 | 0 | 0
2023-05-02 13:30 | 4 | 0 | 0 | 0 | 0 | 0 | 0 | 190 | 0 | 0 | 0 | 0 | 0 | 0 | 0
2023-05-02 14:00 | 5 | 0 | 0 | 0 | 0 | 0 | 0 | 190 | 0 | 0 | 0 | 0 | 0 | 0 | 0
2023-05-02 14:30 | 6 | 0 | 0 | 0 | 0 | 0 | 0 | 190 | 0 | 0 | 0 | 0 | 0 | 0 | 0
2023-05-02 15:00 | 7 | 0 | 0 | 0 | 0 | 0 | 0 | 190 | 0 | 0 | 0 | 0 | 0 | 0 | 0
2023-05-02 15:30 | 8 | 0 | 0 | 0 | 0 | 0 | 0 | 190 | 0 | 0 | 0 | 0 | 0 | 0 | 0
2023-05-02 16:00 | 9 | 0 | 0 | 0 | 0 | 0 | 0 | 190 | 0 | 0 | 0 | 0 | 0 | 0 | 0
2023-05-02 16:30 | 10 | 0 | 0 | 0 | 0 | 0 | 0 | 190 | 0 | 0 | 0 | 0 | 0 | 0 | 0
2023-05-02 17:00 | 11 | 0 | 0 | 0 | 0 | 0 | 0 | 190 | 0 | 0 | 0 | 0 | 0 | 0 | 0
2023-05-02 17:30 | 12 | 0 | 0 | 0 | 0 | 0 | 0 | 290 | 0 | 0 | 0 | 0 | 0 | 0 | 0
2023-05-02 18:00 | 13 | 0 | 0 | 0 | 0 | 0 | 0 | 290 | 0 | 0 | 0 | 0 | 0 | 0 | 0
2023-05-02 18:30 | 14 | 0 | 0 | 0 | 0 | 0 | 0 | 290 | 0 | 0 | 0 | 0 | 0 | 0 | 0
2023-05-02 19:00 | 15 | 0 | 0 | 0 | 0 | 0 | 0 | 290 | 0 | 0 | 0 | 0 | 0 | 0 | 0
2023-05-02 19:30 | 16 | 0 | 0 | 0 | 0 | 0 | 0 | 290 | 0 | 0 | 0 | 0 | 0 | 0 | 0
2023-05-02 20:00 | 17 | 0 | 0 | 0 | 0 | 0 | 0 | 290 | 0 | 0 | 0 | 0 | 0 | 0 | 0
2023-05-02 20:30 | 18 | 0 | 0 | 0 | 0 | 0 | 0 | 290 | 0 | 0 | 0 | 0 | 0 | 0 | 0
2023-05-02 21:00 | 19 | 0 | 0 | 0 | 0 | 0 | 0 | 290 | 0 | 0 | 0 | 0 | 0 | 0 | 0
2023-05-02 21:30 | 20 | 0 | 0 | 0 | 0 | 0 | 0 | 290 | 0 | 0 | 0 | 0 | 0 | 0 | 0
2023-05-02 22:00 | 21 | 0 | 0 | 0 | 0 | 0 | 0 | 190 | 0 | 0 | 0 | 0 | 0 | 0 | 0
2023-05-02 22:30 | 22 | 0 | 0 | 0 | 0 | 0 | 0 | 190 | 0 | 0 | 0 | 0 | 0 | 0 | 0
2023-05-02 23:00 | 23 | 0 | 0 | 0 | 0 | 0 | 0 | 190 | 0 | 0 | 0 | 0 | 0 | 0 | 0
2023-05-02 23:30 | 24 | 0 | 0 | 0 | 0 | 0 | 0 | 190 | 0 | 0 | 0 | 0 | 0 | 0 | 0
2023-05-03 | 1 | 0 | 0 | 0 | 0 | 0 | 0 | 190 | 0 | 0 | 0 | 0 | 0 | 0 | 0
2023-05-03 00:30 | 2 | 0 | 0 | 0 | 0 | 0 | 0 | 190 | 0 | 0 | 0 | 0 | 0 | 0 | 0
2023-05-03 01:00 | 3 | 0 | 0 | 0 | 0 | 0 | 0 | 190 | 0 | 0 | 0 | 0 | 0 | 0 | 0
2023-05-03 01:30 | 4 | 0 | 0 | 0 | 0 | 0 | 0 | 190 | 0 | 0 | 0 | 0 | 0 | 0 | 0
2023-05-03 02:00 | 5 | 0 | 0 | 0 | 0 | 0 | 0 | 190 | 0 | 0 | 0 | 0 | 0 | 0 | 0
2023-05-03 02:30 | 6 | 0 | 0 | 0 | 0 | 0 | 0 | 190 | 0 | 0 | 0 | 0 | 0 | 0 | 0
2023-05-03 03:00 | 7 | 0 | 0 | 0 | 0 | 0 | 0 | 190 | 0 | 0 | 0 | 0 | 0 | 0 | 0
2023-05-03 03:30 | 8 | 0 | 0 | 0 | 0 | 0 | 0 | 190 | 0 | 0 | 0 | 0 | 0 | 0 | 0
2023-05-03 04:00 | 9 | 0 | 0 | 0 | 0 | 0 | 0 | 190 | 0 | 0 | 0 | 0 | 0 | 0 | 0
2023-05-03 04:30 | 10 | 0 | 0 | 0 | 0 | 0 | 0 | 190 | 0 | 0 | 0 | 0 | 0 | 0 | 0
2023-05-03 05:00 | 11 | 0 | 0 | 0 | 0 | 0 | 0 | 190 | 0 | 0 | 0 | 0 | 0 | 0 | 0
2023-05-03 05:30 | 12 | 0 | 0 | 0 | 0 | 0 | 0 | 290 | 0 | 0 | 0 | 0 | 0 | 0 | 0
2023-05-03 06:00 | 13 | 0 | 0 | 0 | 0 | 0 | 0 | 290 | 0 | 0 | 0 | 0 | 0 | 0 | 0
2023-05-03 06:30 | 14 | 0 | 0 | 0 | 0 | 0 | 0 | 290 | 0 | 0 | 0 | 0 | 0 | 0 | 0
2023-05-03 07:00 | 15 | 0 | 0 | 0 | 0 | 0 | 0 | 290 | 0 | 0 | 0 | 0 | 0 | 0 | 0
2023-05-03 07:30 | 16 | 0 | 0 | 0 | 0 | 0 | 0 | 290 | 0 | 0 | 0 | 0 | 0 | 0 | 0
2023-05-03 08:00 | 17 | 0 | 0 | 0 | 0 | 0 | 0 | 290 | 0 | 0 | 0 | 0 | 0 | 0 | 0
2023-05-03 08:30 | 18 | 0 | 0 | 0 | 0 | 0 | 0 | 290 | 0 | 0 | 0 | 0 | 0 | 0 | 0
2023-05-03 09:00 | 19 | 0 | 0 | 0 | 0 | 0 | 0 | 290 | 0 | 0 | 0 | 0 | 0 | 0 | 0
2023-05-03 09:30 | 20 | 0 | 0 | 0 | 0 | 0 | 0 | 290 | 0 | 0 | 0 | 0 | 0 | 0 | 0
2023-05-03 10:00 | 21 | 0 | 0 | 0 | 0 | 0 | 0 | 190 | 0 | 0 | 0 | 0 | 0 | 0 | 0
2023-05-03 10:30 | 22 | 0 | 0 | 0 | 0 | 0 | 0 | 190 | 0 | 0 | 0 | 0 | 0 | 0 | 0
2023-05-03 11:00 | 23 | 0 | 0 | 0 | 0 | 0 | 0 | 190 | 0 | 0 | 0 | 0 | 0 | 0 | 0
2023-05-03 11:30 | 24 | 0 | 0 | 0 | 0 | 0 | 0 | 190 | 0 | 0 | 0 | 0 | 0 | 0 | 0
2023-05-03 12:00 | 1 | 0 | 0 | 0 | 0 | 0 | 0 | 190 | 0 | 0 | 0 | 0 | 0 | 0 | 0
2023-05-03 12:30 | 2 | 0 | 0 | 0 | 0 | 0 | 0 | 190 | 0 | 0 | 0 | 0 | 0 | 0 | 0
2023-05-03 13:00 | 3 | 0 | 0 | 0 | 0 | 0 | 0 | 190 | 0 | 0 | 0 | 0 | 0 | 0 | 0
2023-05-03 13:30 | 4 | 0 | 0 | 0 | 0 | 0 | 0 | 190 | 0 | 0 | 0 | 0 | 0 | 0 | 0
2023-05-03 14:00 | 5 | 0 | 0 | 0 | 0 | 0 | 0 | 190 | 0 | 0 | 0 | 0 | 0 | 0 | 0
2023-05-03 14:30 | 6 | 0 | 0 | 0 | 0 | 0 | 0 | 190 | 0 | 0 | 0 | 0 | 0 | 0 | 0
2023-05-03 15:00 | 7 | 0 | 0 | 0 | 0 | 0 | 0 | 190 | 0 | 0 | 0 | 0 | 0 | 0 | 0
2023-05-03 15:30 | 8 | 0 | 0 | 0 | 0 | 0 | 0 | 190 | 0 | 0 | 0 | 0 | 0 | 0 | 0
2023-05-03 16:00 | 9 | 0 | 0 | 0 | 0 | 0 | 0 | 190 | 0 | 0 | 0 | 0 | 0 | 0 | 0
2023-05-03 16:30 | 10 | 0 | 0 | 0 | 0 | 0 | 0 | 190 | 0 | 0 | 0 | 0 | 0 | 0 | 0
2023-05-03 17:00 | 11 | 0 | 0 | 0 | 0 | 0 | 0 | 190 | 0 | 0 | 0 | 0 | 0 | 0 | 0
2023-05-03 17:30 | 12 | 0 | 0 | 0 | 0 | 0 | 0 | 290 | 0 | 0 | 0 | 0 | 0 | 0 | 0
2023-05-03 18:00 | 13 | 0 | 0 | 0 | 0 | 0 | 0 | 290 | 0 | 0 | 0 | 0 | 0 | 0 | 0
2023-05-03 18:30 | 14 | 0 | 0 | 0 | 0 | 0 | 0 | 290 | 0 | 0 | 0 | 0 | 0 | 0 | 0
2023-05-03 19:00 | 15 | 0 | 0 | 0 | 0 | 0 | 0 | 290 | 0 | 0 | 0 | 0 | 0 | 0 | 0
2023-05-03 19:30 | 16 | 0 | 0 | 0 | 0 | 0 | 0 | 290 | 0 | 0 | 0 | 0 | 0 | 0 | 0
2023-05-03 20:00 | 17 | 0 | 0 | 0 | 0 | 0 | 0 | 290 | 0 | 0 | 0 | 0 | 0 | 0 | 0
2023-05-03 20:30 | 18 | 0 | 0 | 0 | 0 | 0 | 0 | 290 | 0 | 0 | 0 | 0 | 0 | 0 | 0
2023-05-03 21:00 | 19 | 0 | 0 | 0 | 0 | 0 | 0 | 290 | 0 | 0 | 0 | 0 | 0 | 0 | 0
2023-05-03 21:30 | 20 | 0 | 0 | 0 | 0 | 0 | 0 | 290 | 0 | 0 | 0 | 0 | 0 | 0 | 0
2023-05-03 22:00 | 21 | 0 | 0 | 0 | 0 | 0 | 0 | 190 | 0 | 0 | 0 | 0 | 0 | 0 | 0
2023-05-03 22:30 | 22 | 0 | 0 | 0 | 0 | 0 | 0 | 190 | 0 | 0 | 0 | 0 | 0 | 0 | 0
2023-05-03 23:00 | 23 | 0 | 0 | 0 | 0 | 0 | 0 | 190 | 0 | 0 | 0 | 0 | 0 | 0 | 0
2023-05-03 23:30 | 24 | 0 | 0 | 0 | 0 | 0 | 0 | 190 | 0 | 0 | 0 | 0 | 0 | 0 | 0
2023-05-04 | 1 | 0 | 0 | 0 | 0 | 0 | 0 | 190 | 0 | 0 | 0 | 0 | 0 | 0 | 0
2023-05-04 00:30 | 2 | 0 | 0 | 0 | 0 | 0 | 0 | 190 | 0 | 0 | 0 | 0 | 0 | 0 | 0
2023-05-04 01:00 | 3 | 0 | 0 | 0 | 0 | 0 | 0 | 190 | 0 | 0 | 0 | 0 | 0 | 0 | 0
2023-05-04 01:30 | 4 | 0 | 0 | 0 | 0 | 0 | 0 | 190 | 0 | 0 | 0 | 0 | 0 | 0 | 0
2023-05-04 02:00 | 5 | 0 | 0 | 0 | 0 | 0 | 0 | 190 | 0 | 0 | 0 | 0 | 0 | 0 | 0
2023-05-04 02:30 | 6 | 0 | 0 | 0 | 0 | 0 | 0 | 190 | 0 | 0 | 0 | 0 | 0 | 0 | 0
2023-05-04 03:00 | 7 | 0 | 0 | 0 | 0 | 0 | 0 | 190 | 0 | 0 | 0 | 0 | 0 | 0 | 0
2023-05-04 03:30 | 8 | 0 | 0 | 0 | 0 | 0 | 0 | 190 | 0 | 0 | 0 | 0 | 0 | 0 | 0
2023-05-04 04:00 | 9 | 0 | 0 | 0 | 0 | 0 | 0 | 190 | 0 | 0 | 0 | 0 | 0 | 0 | 0
2023-05-04 04:30 | 10 | 0 | 0 | 0 | 0 | 0 | 0 | 190 | 0 | 0 | 0 | 0 | 0 | 0 | 0
2023-05-04 05:00 | 11 | 0 | 0 | 0 | 0 | 0 | 0 | 190 | 0 | 0 | 0 | 0 | 0 | 0 | 0
2023-05-04 05:30 | 12 | 0 | 0 | 0 | 0 | 0 | 0 | 290 | 0 | 0 | 0 | 0 | 0 | 0 | 0
2023-05-04 06:00 | 13 | 0 | 0 | 0 | 0 | 0 | 0 | 290 | 0 | 0 | 0 | 0 | 0 | 0 | 0
2023-05-04 06:30 | 14 | 0 | 0 | 0 | 0 | 0 | 0 | 290 | 0 | 0 | 0 | 0 | 0 | 0 | 0
2023-05-04 07:00 | 15 | 0 | 0 | 0 | 0 | 0 | 0 | 290 | 0 | 0 | 0 | 0 | 0 | 0 | 0
2023-05-04 07:30 | 16 | 0 | 0 | 0 | 0 | 0 | 0 | 290 | 0 | 0 | 0 | 0 | 0 | 0 | 0
2023-05-04 08:00 | 17 | 0 | 0 | 0 | 0 | 0 | 0 | 290 | 0 | 0 | 0 | 0 | 0 | 0 | 0
2023-05-04 08:30 | 18 | 0 | 0 | 0 | 0 | 0 | 0 | 290 | 0 | 0 | 0 | 0 | 0 | 0 | 0
2023-05-04 09:00 | 19 | 0 | 0 | 0 | 0 | 0 | 0 | 290 | 0 | 0 | 0 | 0 | 0 | 0 | 0
2023-05-04 09:30 | 20 | 0 | 0 | 0 | 0 | 0 | 0 | 290 | 0 | 0 | 0 | 0 | 0 | 0 | 0
2023-05-04 10:00 | 21 | 0 | 0 | 0 | 0 | 0 | 0 | 190 | 0 | 0 | 0 | 0 | 0 | 0 | 0
2023-05-04 10:30 | 22 | 0 | 0 | 0 | 0 | 0 | 0 | 190 | 0 | 0 | 0 | 0 | 0 | 0 | 0
2023-05-04 11:00 | 23 | 0 | 0 | 0 | 0 | 0 | 0 | 190 | 0 | 0 | 0 | 0 | 0 | 0 | 0
2023-05-04 11:30 | 24 | 0 | 0 | 0 | 0 | 0 | 0 | 190 | 0 | 0 | 0 | 0 | 0 | 0 | 0
2023-05-04 12:00 | 1 | 0 | 0 | 0 | 0 | 0 | 0 | 190 | 0 | 0 | 0 | 0 | 0 | 0 | 0
2023-05-04 12:30 | 2 | 0 | 0 | 0 | 0 | 0 | 0 | 190 | 0 | 0 | 0 | 0 | 0 | 0 | 0
2023-05-04 13:00 | 3 | 0 | 0 | 0 | 0 | 0 | 0 | 190 | 0 | 0 | 0 | 0 | 0 | 0 | 0
2023-05-04 13:30 | 4 | 0 | 0 | 0 | 0 | 0 | 0 | 190 | 0 | 0 | 0 | 0 | 0 | 0 | 0
2023-05-04 14:00 | 5 | 0 | 0 | 0 | 0 | 0 | 0 | 190 | 0 | 0 | 0 | 0 | 0 | 0 | 0
2023-05-04 14:30 | 6 | 0 | 0 | 0 | 0 | 0 | 0 | 190 | 0 | 0 | 0 | 0 | 0 | 0 | 0
2023-05-04 15:00 | 7 | 0 | 0 | 0 | 0 | 0 | 0 | 190 | 0 | 0 | 0 | 0 | 0 | 0 | 0
2023-05-04 15:30 | 8 | 0 | 0 | 0 | 0 | 0 | 0 | 190 | 0 | 0 | 0 | 0 | 0 | 0 | 0
2023-05-04 16:00 | 9 | 0 | 0 | 0 | 0 | 0 | 0 | 190 | 0 | 0 | 0 | 0 | 0 | 0 | 0
2023-05-04 16:30 | 10 | 0 | 0 | 0 | 0 | 0 | 0 | 190 | 0 | 0 | 0 | 0 | 0 | 0 | 0
2023-05-04 17:00 | 11 | 0 | 0 | 0 | 0 | 0 | 0 | 190 | 0 | 0 | 0 | 0 | 0 | 0 | 0
2023-05-04 17:30 | 12 | 0 | 0 | 0 | 0 | 0 | 0 | 290 | 0 | 0 | 0 | 0 | 0 | 0 | 0
2023-05-04 18:00 | 13 | 0 | 0 | 0 | 0 | 0 | 0 | 290 | 0 | 0 | 0 | 0 | 0 | 0 | 0
2023-05-04 18:30 | 14 | 0 | 0 | 0 | 0 | 0 | 0 | 290 | 0 | 0 | 0 | 0 | 0 | 0 | 0
2023-05-04 19:00 | 15 | 0 | 0 | 0 | 0 | 0 | 0 | 290 | 0 | 0 | 0 | 0 | 0 | 0 | 0
2023-05-04 19:30 | 16 | 0 | 0 | 0 | 0 | 0 | 0 | 290 | 0 | 0 | 0 | 0 | 0 | 0 | 0
2023-05-04 20:00 | 17 | 0 | 0 | 0 | 0 | 0 | 0 | 290 | 0 | 0 | 0 | 0 | 0 | 0 | 0
2023-05-04 20:30 | 18 | 0 | 0 | 0 | 0 | 0 | 0 | 290 | 0 | 0 | 0 | 0 | 0 | 0 | 0
2023-05-04 21:00 | 19 | 0 | 0 | 0 | 0 | 0 | 0 | 290 | 0 | 0 | 0 | 0 | 0 | 0 | 0
2023-05-04 21:30 | 20 | 0 | 0 | 0 | 0 | 0 | 0 | 290 | 0 | 0 | 0 | 0 | 0 | 0 | 0
2023-05-04 22:00 | 21 | 0 | 0 | 0 | 0 | 0 | 0 | 190 | 0 | 0 | 0 | 0 | 0 | 0 | 0
2023-05-04 22:30 | 22 | 0 | 0 | 0 | 0 | 0 | 0 | 190 | 0 | 0 | 0 | 0 | 0 | 0 | 0
2023-05-04 23:00 | 23 | 0 | 0 | 0 | 0 | 0 | 0 | 190 | 0 | 0 | 0 | 0 | 0 | 0 | 0
2023-05-04 23:30 | 24 | 0 | 0 | 0 | 0 | 0 | 0 | 190 | 0 | 0 | 0 | 0 | 0 | 0 | 0
2023-05-05 | 1 | 0 | 0 | 0 | 0 | 0 | 0 | 190 | 0 | 0 | 0 | 0 | 0 | 0 | 0
2023-05-05 00:30 | 2 | 0 | 0 | 0 | 0 | 0 | 0 | 190 | 0 | 0 | 0 | 0 | 0 | 0 | 0
2023-05-05 01:00 | 3 | 0 | 0 | 0 | 0 | 0 | 0 | 190 | 0 | 0 | 0 | 0 | 0 | 0 | 0
2023-05-05 01:30 | 4 | 0 | 0 | 0 | 0 | 0 | 0 | 190 | 0 | 0 | 0 | 0 | 0 | 0 | 0
2023-05-05 02:00 | 5 | 0 | 0 | 0 | 0 | 0 | 0 | 190 | 0 | 0 | 0 | 0 | 0 | 0 | 0
2023-05-05 02:30 | 6 | 0 | 0 | 0 | 0 | 0 | 0 | 190 | 0 | 0 | 0 | 0 | 0 | 0 | 0
2023-05-05 03:00 | 7 | 0 | 0 | 0 | 0 | 0 | 0 | 190 | 0 | 0 | 0 | 0 | 0 | 0 | 0
2023-05-05 03:30 | 8 | 0 | 0 | 0 | 0 | 0 | 0 | 190 | 0 | 0 | 0 | 0 | 0 | 0 | 0
2023-05-05 04:00 | 9 | 0 | 0 | 0 | 0 | 0 | 0 | 190 | 0 | 0 | 0 | 0 | 0 | 0 | 0
2023-05-05 04:30 | 10 | 0 | 0 | 0 | 0 | 0 | 0 | 190 | 0 | 0 | 0 | 0 | 0 | 0 | 0
2023-05-05 05:00 | 11 | 0 | 0 | 0 | 0 | 0 | 0 | 190 | 0 | 0 | 0 | 0 | 0 | 0 | 0
2023-05-05 05:30 | 12 | 0 | 0 | 0 | 0 | 0 | 0 | 290 | 0 | 0 | 0 | 0 | 0 | 0 | 0
2023-05-05 06:00 | 13 | 0 | 0 | 0 | 0 | 0 | 0 | 290 | 0 | 0 | 0 | 0 | 0 | 0 | 0
2023-05-05 06:30 | 14 | 0 | 0 | 0 | 0 | 0 | 0 | 290 | 0 | 0 | 0 | 0 | 0 | 0 | 0
2023-05-05 07:00 | 15 | 0 | 0 | 0 | 0 | 0 | 0 | 290 | 0 | 0 | 0 | 0 | 0 | 0 | 0
2023-05-05 07:30 | 16 | 0 | 0 | 0 | 0 | 0 | 0 | 290 | 0 | 0 | 0 | 0 | 0 | 0 | 0
2023-05-05 08:00 | 17 | 0 | 0 | 0 | 0 | 0 | 0 | 290 | 0 | 0 | 0 | 0 | 0 | 0 | 0
2023-05-05 08:30 | 18 | 0 | 0 | 0 | 0 | 0 | 0 | 290 | 0 | 0 | 0 | 0 | 0 | 0 | 0
2023-05-05 09:00 | 19 | 0 | 0 | 0 | 0 | 0 | 0 | 290 | 0 | 0 | 0 | 0 | 0 | 0 | 0
2023-05-05 09:30 | 20 | 0 | 0 | 0 | 0 | 0 | 0 | 290 | 0 | 0 | 0 | 0 | 0 | 0 | 0
2023-05-05 10:00 | 21 | 0 | 0 | 0 | 0 | 0 | 0 | 190 | 0 | 0 | 0 | 0 | 0 | 0 | 0
2023-05-05 10:30 | 22 | 0 | 0 | 0 | 0 | 0 | 0 | 190 | 0 | 0 | 0 | 0 | 0 | 0 | 0
2023-05-05 11:00 | 23 | 0 | 0 | 0 | 0 | 0 | 0 | 190 | 0 | 0 | 0 | 0 | 0 | 0 | 0
2023-05-05 11:30 | 24 | 0 | 0 | 0 | 0 | 0 | 0 | 190 | 0 | 0 | 0 | 0 | 0 | 0 | 0
2023-05-05 12:00 | 1 | 0 | 0 | 0 | 0 | 0 | 0 | 190 | 0 | 0 | 0 | 0 | 0 | 0 | 0
2023-05-05 12:30 | 2 | 0 | 0 | 0 | 0 | 0 | 0 | 190 | 0 | 0 | 0 | 0 | 0 | 0 | 0
2023-05-05 13:00 | 3 | 0 | 0 | 0 | 0 | 0 | 0 | 190 | 0 | 0 | 0 | 0 | 0 | 0 | 0
2023-05-05 13:30 | 4 | 0 | 0 | 0 | 0 | 0 | 0 | 190 | 0 | 0 | 0 | 0 | 0 | 0 | 0
2023-05-05 14:00 | 5 | 0 | 0 | 0 | 0 | 0 | 0 | 190 | 0 | 0 | 0 | 0 | 0 | 0 | 0
2023-05-05 14:30 | 6 | 0 | 0 | 0 | 0 | 0 | 0 | 190 | 0 | 0 | 0 | 0 | 0 | 0 | 0
2023-05-05 15:00 | 7 | 0 | 0 | 0 | 0 | 0 | 0 | 190 | 0 | 0 | 0 | 0 | 0 | 0 | 0
2023-05-05 15:30 | 8 | 0 | 0 | 0 | 0 | 0 | 0 | 190 | 0 | 0 | 0 | 0 | 0 | 0 | 0
2023-05-05 16:00 | 9 | 0 | 0 | 0 | 0 | 0 | 0 | 190 | 0 | 0 | 0 | 0 | 0 | 0 | 0
2023-05-05 16:30 | 10 | 0 | 0 | 0 | 0 | 0 | 0 | 190 | 0 | 0 | 0 | 0 | 0 | 0 | 0
2023-05-05 17:00 | 11 | 0 | 0 | 0 | 0 | 0 | 0 | 190 | 0 | 0 | 0 | 0 | 0 | 0 | 0
2023-05-05 17:30 | 12 | 0 | 0 | 0 | 0 | 0 | 0 | 290 | 0 | 0 | 0 | 0 | 0 | 0 | 0
2023-05-05 18:00 | 13 | 0 | 0 | 0 | 0 | 0 | 0 | 290 | 0 | 0 | 0 | 0 | 0 | 0 | 0
2023-05-05 18:30 | 14 | 0 | 0 | 0 | 0 | 0 | 0 | 290 | 0 | 0 | 0 | 0 | 0 | 0 | 0
2023-05-05 19:00 | 15 | 0 | 0 | 0 | 0 | 0 | 0 | 290 | 0 | 0 | 0 | 0 | 0 | 0 | 0
2023-05-05 19:30 | 16 | 0 | 0 | 0 | 0 | 0 | 0 | 290 | 0 | 0 | 0 | 0 | 0 | 0 | 0
2023-05-05 20:00 | 17 | 0 | 0 | 0 | 0 | 0 | 0 | 290 | 0 | 0 | 0 | 0 | 0 | 0 | 0
2023-05-05 20:30 | 18 | 0 | 0 | 0 | 0 | 0 | 0 | 290 | 0 | 0 | 0 | 0 | 0 | 0 | 0
2023-05-05 21:00 | 19 | 0 | 0 | 0 | 0 | 0 | 0 | 290 | 0 | 0 | 0 | 0 | 0 | 0 | 0
2023-05-05 21:30 | 20 | 0 | 0 | 0 | 0 | 0 | 0 | 290 | 0 | 0 | 0 | 0 | 0 | 0 | 0
2023-05-05 22:00 | 21 | 0 | 0 | 0 | 0 | 0 | 0 | 190 | 0 | 0 | 0 | 0 | 0 | 0 | 0
2023-05-05 22:30 | 22 | 0 | 0 | 0 | 0 | 0 | 0 | 190 | 0 | 0 | 0 | 0 | 0 | 0 | 0
2023-05-05 23:00 | 23 | 0 | 0 | 0 | 0 | 0 | 0 | 190 | 0 | 0 | 0 | 0 | 0 | 0 | 0
2023-05-05 23:30 | 24 | 0 | 0 | 0 | 0 | 0 | 0 | 190 | 0 | 0 | 0 | 0 | 0 | 0 | 0
2023-05-06 | 1 | 0 | 0 | 0 | 0 | 0 | 0 | 190 | 0 | 0 | 0 | 0 | 0 | 0 | 0
2023-05-06 00:30 | 2 | 0 | 0 | 0 | 0 | 0 | 0 | 190 | 0 | 0 | 0 | 0 | 0 | 0 | 0
2023-05-06 01:00 | 3 | 0 | 0 | 0 | 0 | 0 | 0 | 190 | 0 | 0 | 0 | 0 | 0 | 0 | 0
2023-05-06 01:30 | 4 | 0 | 0 | 0 | 0 | 0 | 0 | 190 | 0 | 0 | 0 | 0 | 0 | 0 | 0
2023-05-06 02:00 | 5 | 0 | 0 | 0 | 0 | 0 | 0 | 190 | 0 | 0 | 0 | 0 | 0 | 0 | 0
2023-05-06 02:30 | 6 | 0 | 0 | 0 | 0 | 0 | 0 | 190 | 0 | 0 | 0 | 0 | 0 | 0 | 0
2023-05-06 03:00 | 7 | 0 | 0 | 0 | 0 | 0 | 0 | 190 | 0 | 0 | 0 | 0 | 0 | 0 | 0
2023-05-06 03:30 | 8 | 0 | 0 | 0 | 0 | 0 | 0 | 190 | 0 | 0 | 0 | 0 | 0 | 0 | 0
2023-05-06 04:00 | 9 | 0 | 0 | 0 | 0 | 0 | 0 | 190 | 0 | 0 | 0 | 0 | 0 | 0 | 0
2023-05-06 04:30 | 10 | 0 | 0 | 0 | 0 | 0 | 0 | 190 | 0 | 0 | 0 | 0 | 0 | 0 | 0
2023-05-06 05:00 | 11 | 0 | 0 | 0 | 0 | 0 | 0 | 190 | 0 | 0 | 0 | 0 | 0 | 0 | 0
2023-05-06 05:30 | 12 | 0 | 0 | 0 | 0 | 0 | 0 | 290 | 0 | 0 | 0 | 0 | 0 | 0 | 0
2023-05-06 06:00 | 13 | 0 | 0 | 0 | 0 | 0 | 0 | 290 | 0 | 0 | 0 | 0 | 0 | 0 | 0
2023-05-06 06:30 | 14 | 0 | 0 | 0 | 0 | 0 | 0 | 290 | 0 | 0 | 0 | 0 | 0 | 0 | 0
2023-05-06 07:00 | 15 | 0 | 0 | 0 | 0 | 0 | 0 | 290 | 0 | 0 | 0 | 0 | 0 | 0 | 0
2023-05-06 07:30 | 16 | 0 | 0 | 0 | 0 | 0 | 0 | 290 | 0 | 0 | 0 | 0 | 0 | 0 | 0
2023-05-06 08:00 | 17 | 0 | 0 | 0 | 0 | 0 | 0 | 290 | 0 | 0 | 0 | 0 | 0 | 0 | 0
2023-05-06 08:30 | 18 | 0 | 0 | 0 | 0 | 0 | 0 | 290 | 0 | 0 | 0 | 0 | 0 | 0 | 0
2023-05-06 09:00 | 19 | 0 | 0 | 0 | 0 | 0 | 0 | 290 | 0 | 0 | 0 | 0 | 0 | 0 | 0
2023-05-06 09:30 | 20 | 0 | 0 | 0 | 0 | 0 | 0 | 290 | 0 | 0 | 0 | 0 | 0 | 0 | 0
2023-05-06 10:00 | 21 | 0 | 0 | 0 | 0 | 0 | 0 | 190 | 0 | 0 | 0 | 0 | 0 | 0 | 0
2023-05-06 10:30 | 22 | 0 | 0 | 0 | 0 | 0 | 0 | 190 | 0 | 0 | 0 | 0 | 0 | 0 | 0
2023-05-06 11:00 | 23 | 0 | 0 | 0 | 0 | 0 | 0 | 190 | 0 | 0 | 0 | 0 | 0 | 0 | 0
2023-05-06 11:30 | 24 | 0 | 0 | 0 | 0 | 0 | 0 | 190 | 0 | 0 | 0 | 0 | 0 | 0 | 0
2023-05-06 12:00 | 1 | 0 | 0 | 0 | 0 | 0 | 0 | 190 | 0 | 0 | 0 | 0 | 0 | 0 | 0
2023-05-06 12:30 | 2 | 0 | 0 | 0 | 0 | 0 | 0 | 190 | 0 | 0 | 0 | 0 | 0 | 0 | 0
2023-05-06 13:00 | 3 | 0 | 0 | 0 | 0 | 0 | 0 | 190 | 0 | 0 | 0 | 0 | 0 | 0 | 0
2023-05-06 13:30 | 4 | 0 | 0 | 0 | 0 | 0 | 0 | 190 | 0 | 0 | 0 | 0 | 0 | 0 | 0
2023-05-06 14:00 | 5 | 0 | 0 | 0 | 0 | 0 | 0 | 190 | 0 | 0 | 0 | 0 | 0 | 0 | 0
2023-05-06 14:30 | 6 | 0 | 0 | 0 | 0 | 0 | 0 | 190 | 0 | 0 | 0 | 0 | 0 | 0 | 0
2023-05-06 15:00 | 7 | 0 | 0 | 0 | 0 | 0 | 0 | 190 | 0 | 0 | 0 | 0 | 0 | 0 | 0
2023-05-06 15:30 | 8 | 0 | 0 | 0 | 0 | 0 | 0 | 190 | 0 | 0 | 0 | 0 | 0 | 0 | 0
2023-05-06 16:00 | 9 | 0 | 0 | 0 | 0 | 0 | 0 | 190 | 0 | 0 | 0 | 0 | 0 | 0 | 0
2023-05-06 16:30 | 10 | 0 | 0 | 0 | 0 | 0 | 0 | 190 | 0 | 0 | 0 | 0 | 0 | 0 | 0
2023-05-06 17:00 | 11 | 0 | 0 | 0 | 0 | 0 | 0 | 190 | 0 | 0 | 0 | 0 | 0 | 0 | 0
2023-05-06 17:30 | 12 | 0 | 0 | 0 | 0 | 0 | 0 | 290 | 0 | 0 | 0 | 0 | 0 | 0 | 0
2023-05-06 18:00 | 13 | 0 | 0 | 0 | 0 | 0 | 0 | 290 | 0 | 0 | 0 | 0 | 0 | 0 | 0
2023-05-06 18:30 | 14 | 0 | 0 | 0 | 0 | 0 | 0 | 290 | 0 | 0 | 0 | 0 | 0 | 0 | 0
2023-05-06 19:00 | 15 | 0 | 0 | 0 | 0 | 0 | 0 | 290 | 0 | 0 | 0 | 0 | 0 | 0 | 0
2023-05-06 19:30 | 16 | 0 | 0 | 0 | 0 | 0 | 0 | 290 | 0 | 0 | 0 | 0 | 0 | 0 | 0
2023-05-06 20:00 | 17 | 0 | 0 | 0 | 0 | 0 | 0 | 290 | 0 | 0 | 0 | 0 | 0 | 0 | 0
2023-05-06 20:30 | 18 | 0 | 0 | 0 | 0 | 0 | 0 | 290 | 0 | 0 | 0 | 0 | 0 | 0 | 0
2023-05-06 21:00 | 19 | 0 | 0 | 0 | 0 | 0 | 0 | 290 | 0 | 0 | 0 | 0 | 0 | 0 | 0
2023-05-06 21:30 | 20 | 0 | 0 | 0 | 0 | 0 | 0 | 290 | 0 | 0 | 0 | 0 | 0 | 0 | 0
2023-05-06 22:00 | 21 | 0 | 0 | 0 | 0 | 0 | 0 | 190 | 0 | 0 | 0 | 0 | 0 | 0 | 0
2023-05-06 22:30 | 22 | 0 | 0 | 0 | 0 | 0 | 0 | 190 | 0 | 0 | 0 | 0 | 0 | 0 | 0
2023-05-06 23:00 | 23 | 0 | 0 | 0 | 0 | 0 | 0 | 190 | 0 | 0 | 0 | 0 | 0 | 0 | 0
2023-05-06 23:30 | 24 | 0 | 0 | 0 | 0 | 0 | 0 | 190 | 0 | 0 | 0 | 0 | 0 | 0 | 0
2023-05-07 | 1 | 0 | 0 | 0 | 0 | 0 | 0 | 190 | 0 | 0 | 0 | 0 | 0 | 0 | 0
2023-05-07 00:30 | 2 | 0 | 0 | 0 | 0 | 0 | 0 | 190 | 0 | 0 | 0 | 0 | 0 | 0 | 0
2023-05-07 01:00 | 3 | 0 | 0 | 0 | 0 | 0 | 0 | 190 | 0 | 0 | 0 | 0 | 0 | 0 | 0
2023-05-07 01:30 | 4 | 0 | 0 | 0 | 0 | 0 | 0 | 190 | 0 | 0 | 0 | 0 | 0 | 0 | 0
2023-05-07 02:00 | 5 | 0 | 0 | 0 | 0 | 0 | 0 | 190 | 0 | 0 | 0 | 0 | 0 | 0 | 0
2023-05-07 02:30 | 6 | 0 | 0 | 0 | 0 | 0 | 0 | 190 | 0 | 0 | 0 | 0 | 0 | 0 | 0
2023-05-07 03:00 | 7 | 0 | 0 | 0 | 0 | 0 | 0 | 190 | 0 | 0 | 0 | 0 | 0 | 0 | 0
2023-05-07 03:30 | 8 | 0 | 0 | 0 | 0 | 0 | 0 | 190 | 0 | 0 | 0 | 0 | 0 | 0 | 0
2023-05-07 04:00 | 9 | 0 | 0 | 0 | 0 | 0 | 0 | 190 | 0 | 0 | 0 | 0 | 0 | 0 | 0
2023-05-07 04:30 | 10 | 0 | 0 | 0 | 0 | 0 | 0 | 190 | 0 | 0 | 0 | 0 | 0 | 0 | 0
2023-05-07 05:00 | 11 | 0 | 0 | 0 | 0 | 0 | 0 | 190 | 0 | 0 | 0 | 0 | 0 | 0 | 0
2023-05-07 05:30 | 12 | 0 | 0 | 0 | 0 | 0 | 0 | 290 | 0 | 0 | 0 | 0 | 0 | 0 | 0
2023-05-07 06:00 | 13 | 0 | 0 | 0 | 0 | 0 | 0 | 290 | 0 | 0 | 0 | 0 | 0 | 0 | 0
2023-05-07 06:30 | 14 | 0 | 0 | 0 | 0 | 0 | 0 | 290 | 0 | 0 | 0 | 0 | 0 | 0 | 0
2023-05-07 07:00 | 15 | 0 | 0 | 0 | 0 | 0 | 0 | 290 | 0 | 0 | 0 | 0 | 0 | 0 | 0
2023-05-07 07:30 | 16 | 0 | 0 | 0 | 0 | 0 | 0 | 290 | 0 | 0 | 0 | 0 | 0 | 0 | 0
2023-05-07 08:00 | 17 | 0 | 0 | 0 | 0 | 0 | 0 | 290 | 0 | 0 | 0 | 0 | 0 | 0 | 0
2023-05-07 08:30 | 18 | 0 | 0 | 0 | 0 | 0 | 0 | 290 | 0 | 0 | 0 | 0 | 0 | 0 | 0
2023-05-07 09:00 | 19 | 0 | 0 | 0 | 0 | 0 | 0 | 290 | 0 | 0 | 0 | 0 | 0 | 0 | 0
2023-05-07 09:30 | 20 | 0 | 0 | 0 | 0 | 0 | 0 | 290 | 0 | 0 | 0 | 0 | 0 | 0 | 0
2023-05-07 10:00 | 21 | 0 | 0 | 0 | 0 | 0 | 0 | 190 | 0 | 0 | 0 | 0 | 0 | 0 | 0
2023-05-07 10:30 | 22 | 0 | 0 | 0 | 0 | 0 | 0 | 190 | 0 | 0 | 0 | 0 | 0 | 0 | 0
2023-05-07 11:00 | 23 | 0 | 0 | 0 | 0 | 0 | 0 | 190 | 0 | 0 | 0 | 0 | 0 | 0 | 0
2023-05-07 11:30 | 24 | 0 | 0 | 0 | 0 | 0 | 0 | 190 | 0 | 0 | 0 | 0 | 0 | 0 | 0
2023-05-07 12:00 | 1 | 0 | 0 | 0 | 0 | 0 | 0 | 190 | 0 | 0 | 0 | 0 | 0 | 0 | 0
2023-05-07 12:30 | 2 | 0 | 0 | 0 | 0 | 0 | 0 | 190 | 0 | 0 | 0 | 0 | 0 | 0 | 0
2023-05-07 13:00 | 3 | 0 | 0 | 0 | 0 | 0 | 0 | 190 | 0 | 0 | 0 | 0 | 0 | 0 | 0
2023-05-07 13:30 | 4 | 0 | 0 | 0 | 0 | 0 | 0 | 190 | 0 | 0 | 0 | 0 | 0 | 0 | 0
2023-05-07 14:00 | 5 | 0 | 0 | 0 | 0 | 0 | 0 | 190 | 0 | 0 | 0 | 0 | 0 | 0 | 0
2023-05-07 14:30 | 6 | 0 | 0 | 0 | 0 | 0 | 0 | 190 | 0 | 0 | 0 | 0 | 0 | 0 | 0
2023-05-07 15:00 | 7 | 0 | 0 | 0 | 0 | 0 | 0 | 190 | 0 | 0 | 0 | 0 | 0 | 0 | 0
2023-05-07 15:30 | 8 | 0 | 0 | 0 | 0 | 0 | 0 | 190 | 0 | 0 | 0 | 0 | 0 | 0 | 0
2023-05-07 16:00 | 9 | 0 | 0 | 0 | 0 | 0 | 0 | 190 | 0 | 0 | 0 | 0 | 0 | 0 | 0
2023-05-07 16:30 | 10 | 0 | 0 | 0 | 0 | 0 | 0 | 190 | 0 | 0 | 0 | 0 | 0 | 0 | 0
2023-05-07 17:00 | 11 | 0 | 0 | 0 | 0 | 0 | 0 | 190 | 0 | 0 | 0 | 0 | 0 | 0 | 0
2023-05-07 17:30 | 12 | 0 | 0 | 0 | 0 | 0 | 0 | 290 | 0 | 0 | 0 | 0 | 0 | 0 | 0
2023-05-07 18:00 | 13 | 0 | 0 | 0 | 0 | 0 | 0 | 290 | 0 | 0 | 0 | 0 | 0 | 0 | 0
2023-05-07 18:30 | 14 | 0 | 0 | 0 | 0 | 0 | 0 | 290 | 0 | 0 | 0 | 0 | 0 | 0 | 0
2023-05-07 19:00 | 15 | 0 | 0 | 0 | 0 | 0 | 0 | 290 | 0 | 0 | 0 | 0 | 0 | 0 | 0
2023-05-07 19:30 | 16 | 0 | 0 | 0 | 0 | 0 | 0 | 290 | 0 | 0 | 0 | 0 | 0 | 0 | 0
2023-05-07 20:00 | 17 | 0 | 0 | 0 | 0 | 0 | 0 | 290 | 0 | 0 | 0 | 0 | 0 | 0 | 0
2023-05-07 20:30 | 18 | 0 | 0 | 0 | 0 | 0 | 0 | 290 | 0 | 0 | 0 | 0 | 0 | 0 | 0
2023-05-07 21:00 | 19 | 0 | 0 | 0 | 0 | 0 | 0 | 290 | 0 | 0 | 0 | 0 | 0 | 0 | 0
2023-05-07 21:30 | 20 | 0 | 0 | 0 | 0 | 0 | 0 | 290 | 0 | 0 | 0 | 0 | 0 | 0 | 0
2023-05-07 22:00 | 21 | 0 | 0 | 0 | 0 | 0 | 0 | 190 | 0 | 0 | 0 | 0 | 0 | 0 | 0
2023-05-07 22:30 | 22 | 0 | 0 | 0 | 0 | 0 | 0 | 190 | 0 | 0 | 0 | 0 | 0 | 0 | 0
2023-05-07 23:00 | 23 | 0 | 0 | 0 | 0 | 0 | 0 | 190 | 0 | 0 | 0 | 0 | 0 | 0 | 0
2023-05-07 23:30 | 24 | 0 | 0 | 0 | 0 | 0 | 0 | 190 | 0 | 0 | 0 | 0 | 0 | 0 | 0
2023-05-08 | 1 | 0 | 0 | 0 | 0 | 0 | 0 | 190 | 0 | 0 | 0 | 0 | 0 | 0 | 0
2023-05-08 00:30 | 2 | 0 | 0 | 0 | 0 | 0 | 0 | 190 | 0 | 0 | 0 | 0 | 0 | 0 | 0
2023-05-08 01:00 | 3 | 0 | 0 | 0 | 0 | 0 | 0 | 190 | 0 | 0 | 0 | 0 | 0 | 0 | 0
2023-05-08 01:30 | 4 | 0 | 0 | 0 | 0 | 0 | 0 | 190 | 0 | 0 | 0 | 0 | 0 | 0 | 0
2023-05-08 02:00 | 5 | 0 | 0 | 0 | 0 | 0 | 0 | 190 | 0 | 0 | 0 | 0 | 0 | 0 | 0
2023-05-08 02:30 | 6 | 0 | 0 | 0 | 0 | 0 | 0 | 190 | 0 | 0 | 0 | 0 | 0 | 0 | 0
2023-05-08 03:00 | 7 | 0 | 0 | 0 | 0 | 0 | 0 | 190 | 0 | 0 | 0 | 0 | 0 | 0 | 0
2023-05-08 03:30 | 8 | 0 | 0 | 0 | 0 | 0 | 0 | 190 | 0 | 0 | 0 | 0 | 0 | 0 | 0
2023-05-08 04:00 | 9 | 0 | 0 | 0 | 0 | 0 | 0 | 190 | 0 | 0 | 0 | 0 | 0 | 0 | 0
2023-05-08 04:30 | 10 | 0 | 0 | 0 | 0 | 0 | 0 | 190 | 0 | 0 | 0 | 0 | 0 | 0 | 0
2023-05-08 05:00 | 11 | 0 | 0 | 0 | 0 | 0 | 0 | 190 | 0 | 0 | 0 | 0 | 0 | 0 | 0
2023-05-08 05:30 | 12 | 0 | 0 | 0 | 0 | 0 | 0 | 290 | 0 | 0 | 0 | 0 | 0 | 0 | 0
2023-05-08 06:00 | 13 | 0 | 0 | 0 | 0 | 0 | 0 | 290 | 0 | 0 | 0 | 0 | 0 | 0 | 0
2023-05-08 06:30 | 14 | 0 | 0 | 0 | 0 | 0 | 0 | 290 | 0 | 0 | 0 | 0 | 0 | 0 | 0
2023-05-08 07:00 | 15 | 0 | 0 | 0 | 0 | 0 | 0 | 290 | 0 | 0 | 0 | 0 | 0 | 0 | 0
2023-05-08 07:30 | 16 | 0 | 0 | 0 | 0 | 0 | 0 | 290 | 0 | 0 | 0 | 0 | 0 | 0 | 0
2023-05-08 08:00 | 17 | 0 | 0 | 0 | 0 | 0 | 0 | 290 | 0 | 0 | 0 | 0 | 0 | 0 | 0
2023-05-08 08:30 | 18 | 0 | 0 | 0 | 0 | 0 | 0 | 290 | 0 | 0 | 0 | 0 | 0 | 0 | 0
2023-05-08 09:00 | 19 | 0 | 0 | 0 | 0 | 0 | 0 | 290 | 0 | 0 | 0 | 0 | 0 | 0 | 0
2023-05-08 09:30 | 20 | 0 | 0 | 0 | 0 | 0 | 0 | 290 | 0 | 0 | 0 | 0 | 0 | 0 | 0
2023-05-08 10:00 | 21 | 0 | 0 | 0 | 0 | 0 | 0 | 190 | 0 | 0 | 0 | 0 | 0 | 0 | 0
2023-05-08 10:30 | 22 | 0 | 0 | 0 | 0 | 0 | 0 | 190 | 0 | 0 | 0 | 0 | 0 | 0 | 0
2023-05-08 11:00 | 23 | 0 | 0 | 0 | 0 | 0 | 0 | 190 | 0 | 0 | 0 | 0 | 0 | 0 | 0
2023-05-08 11:30 | 24 | 0 | 0 | 0 | 0 | 0 | 0 | 190 | 0 | 0 | 0 | 0 | 0 | 0 | 0
2023-05-08 12:00 | 1 | 0 | 0 | 0 | 0 | 0 | 0 | 190 | 0 | 0 | 0 | 0 | 0 | 0 | 0
2023-05-08 12:30 | 2 | 0 | 0 | 0 | 0 | 0 | 0 | 190 | 0 | 0 | 0 | 0 | 0 | 0 | 0
2023-05-08 13:00 | 3 | 0 | 0 | 0 | 0 | 0 | 0 | 190 | 0 | 0 | 0 | 0 | 0 | 0 | 0
2023-05-08 13:30 | 4 | 0 | 0 | 0 | 0 | 0 | 0 | 190 | 0 | 0 | 0 | 0 | 0 | 0 | 0
2023-05-08 14:00 | 5 | 0 | 0 | 0 | 0 | 0 | 0 | 190 | 0 | 0 | 0 | 0 | 0 | 0 | 0
2023-05-08 14:30 | 6 | 0 | 0 | 0 | 0 | 0 | 0 | 190 | 0 | 0 | 0 | 0 | 0 | 0 | 0
2023-05-08 15:00 | 7 | 0 | 0 | 0 | 0 | 0 | 0 | 190 | 0 | 0 | 0 | 0 | 0 | 0 | 0
2023-05-08 15:30 | 8 | 0 | 0 | 0 | 0 | 0 | 0 | 190 | 0 | 0 | 0 | 0 | 0 | 0 | 0
2023-05-08 16:00 | 9 | 0 | 0 | 0 | 0 | 0 | 0 | 190 | 0 | 0 | 0 | 0 | 0 | 0 | 0
2023-05-08 16:30 | 10 | 0 | 0 | 0 | 0 | 0 | 0 | 190 | 0 | 0 | 0 | 0 | 0 | 0 | 0
2023-05-08 17:00 | 11 | 0 | 0 | 0 | 0 | 0 | 0 | 190 | 0 | 0 | 0 | 0 | 0 | 0 | 0
2023-05-08 17:30 | 12 | 0 | 0 | 0 | 0 | 0 | 0 | 290 | 0 | 0 | 0 | 0 | 0 | 0 | 0
2023-05-08 18:00 | 13 | 0 | 0 | 0 | 0 | 0 | 0 | 290 | 0 | 0 | 0 | 0 | 0 | 0 | 0
2023-05-08 18:30 | 14 | 0 | 0 | 0 | 0 | 0 | 0 | 290 | 0 | 0 | 0 | 0 | 0 | 0 | 0
2023-05-08 19:00 | 15 | 0 | 0 | 0 | 0 | 0 | 0 | 290 | 0 | 0 | 0 | 0 | 0 | 0 | 0
2023-05-08 19:30 | 16 | 0 | 0 | 0 | 0 | 0 | 0 | 290 | 0 | 0 | 0 | 0 | 0 | 0 | 0
2023-05-08 20:00 | 17 | 0 | 0 | 0 | 0 | 0 | 0 | 290 | 0 | 0 | 0 | 0 | 0 | 0 | 0
2023-05-08 20:30 | 18 | 0 | 0 | 0 | 0 | 0 | 0 | 290 | 0 | 0 | 0 | 0 | 0 | 0 | 0
2023-05-08 21:00 | 19 | 0 | 0 | 0 | 0 | 0 | 0 | 290 | 0 | 0 | 0 | 0 | 0 | 0 | 0
2023-05-08 21:30 | 20 | 0 | 0 | 0 | 0 | 0 | 0 | 290 | 0 | 0 | 0 | 0 | 0 | 0 | 0
2023-05-08 22:00 | 21 | 0 | 0 | 0 | 0 | 0 | 0 | 190 | 0 | 0 | 0 | 0 | 0 | 0 | 0
2023-05-08 22:30 | 22 | 0 | 0 | 0 | 0 | 0 | 0 | 190 | 0 | 0 | 0 | 0 | 0 | 0 | 0
2023-05-08 23:00 | 23 | 0 | 0 | 0 | 0 | 0 | 0 | 190 | 0 | 0 | 0 | 0 | 0 | 0 | 0
2023-05-08 23:30 | 24 | 0 | 0 | 0 | 0 | 0 | 0 | 190 | 0 | 0 | 0 | 0 | 0 | 0 | 0
2023-05-09 | 1 | 0 | 0 | 0 | 0 | 0 | 0 | 190 | 0 | 0 | 0 | 0 | 0 | 0 | 0
2023-05-09 00:30 | 2 | 0 | 0 | 0 | 0 | 0 | 0 | 190 | 0 | 0 | 0 | 0 | 0 | 0 | 0
2023-05-09 01:00 | 3 | 0 | 0 | 0 | 0 | 0 | 0 | 190 | 0 | 0 | 0 | 0 | 0 | 0 | 0
2023-05-09 01:30 | 4 | 0 | 0 | 0 | 0 | 0 | 0 | 190 | 0 | 0 | 0 | 0 | 0 | 0 | 0
2023-05-09 02:00 | 5 | 0 | 0 | 0 | 0 | 0 | 0 | 190 | 0 | 0 | 0 | 0 | 0 | 0 | 0
2023-05-09 02:30 | 6 | 0 | 0 | 0 | 0 | 0 | 0 | 190 | 0 | 0 | 0 | 0 | 0 | 0 | 0
2023-05-09 03:00 | 7 | 0 | 0 | 0 | 0 | 0 | 0 | 190 | 0 | 0 | 0 | 0 | 0 | 0 | 0
2023-05-09 03:30 | 8 | 0 | 0 | 0 | 0 | 0 | 0 | 190 | 0 | 0 | 0 | 0 | 0 | 0 | 0
2023-05-09 04:00 | 9 | 0 | 0 | 0 | 0 | 0 | 0 | 190 | 0 | 0 | 0 | 0 | 0 | 0 | 0
2023-05-09 04:30 | 10 | 0 | 0 | 0 | 0 | 0 | 0 | 190 | 0 | 0 | 0 | 0 | 0 | 0 | 0
2023-05-09 05:00 | 11 | 0 | 0 | 0 | 0 | 0 | 0 | 190 | 0 | 0 | 0 | 0 | 0 | 0 | 0
2023-05-09 05:30 | 12 | 0 | 0 | 0 | 0 | 0 | 0 | 290 | 0 | 0 | 0 | 0 | 0 | 0 | 0
2023-05-09 06:00 | 13 | 0 | 0 | 0 | 0 | 0 | 0 | 290 | 0 | 0 | 0 | 0 | 0 | 0 | 0
2023-05-09 06:30 | 14 | 0 | 0 | 0 | 0 | 0 | 0 | 290 | 0 | 0 | 0 | 0 | 0 | 0 | 0
2023-05-09 07:00 | 15 | 0 | 0 | 0 | 0 | 0 | 0 | 290 | 0 | 0 | 0 | 0 | 0 | 0 | 0
2023-05-09 07:30 | 16 | 0 | 0 | 0 | 0 | 0 | 0 | 290 | 0 | 0 | 0 | 0 | 0 | 0 | 0
2023-05-09 08:00 | 17 | 0 | 0 | 0 | 0 | 0 | 0 | 290 | 0 | 0 | 0 | 0 | 0 | 0 | 0
2023-05-09 08:30 | 18 | 0 | 0 | 0 | 0 | 0 | 0 | 290 | 0 | 0 | 0 | 0 | 0 | 0 | 0
2023-05-09 09:00 | 19 | 0 | 0 | 0 | 0 | 0 | 0 | 290 | 0 | 0 | 0 | 0 | 0 | 0 | 0
2023-05-09 09:30 | 20 | 0 | 0 | 0 | 0 | 0 | 0 | 290 | 0 | 0 | 0 | 0 | 0 | 0 | 0
2023-05-09 10:00 | 21 | 0 | 0 | 0 | 0 | 0 | 0 | 190 | 0 | 0 | 0 | 0 | 0 | 0 | 0
2023-05-09 10:30 | 22 | 0 | 0 | 0 | 0 | 0 | 0 | 190 | 0 | 0 | 0 | 0 | 0 | 0 | 0
2023-05-09 11:00 | 23 | 0 | 0 | 0 | 0 | 0 | 0 | 190 | 0 | 0 | 0 | 0 | 0 | 0 | 0
2023-05-09 11:30 | 24 | 0 | 0 | 0 | 0 | 0 | 0 | 190 | 0 | 0 | 0 | 0 | 0 | 0 | 0
2023-05-09 12:00 | 1 | 0 | 0 | 0 | 0 | 0 | 0 | 190 | 0 | 0 | 0 | 0 | 0 | 0 | 0
2023-05-09 12:30 | 2 | 0 | 0 | 0 | 0 | 0 | 0 | 190 | 0 | 0 | 0 | 0 | 0 | 0 | 0
2023-05-09 13:00 | 3 | 0 | 0 | 0 | 0 | 0 | 0 | 190 | 0 | 0 | 0 | 0 | 0 | 0 | 0
2023-05-09 13:30 | 4 | 0 | 0 | 0 | 0 | 0 | 0 | 190 | 0 | 0 | 0 | 0 | 0 | 0 | 0
2023-05-09 14:00 | 5 | 0 | 0 | 0 | 0 | 0 | 0 | 190 | 0 | 0 | 0 | 0 | 0 | 0 | 0
2023-05-09 14:30 | 6 | 0 | 0 | 0 | 0 | 0 | 0 | 190 | 0 | 0 | 0 | 0 | 0 | 0 | 0
2023-05-09 15:00 | 7 | 0 | 0 | 0 | 0 | 0 | 0 | 190 | 0 | 0 | 0 | 0 | 0 | 0 | 0
2023-05-09 15:30 | 8 | 0 | 0 | 0 | 0 | 0 | 0 | 190 | 0 | 0 | 0 | 0 | 0 | 0 | 0
2023-05-09 16:00 | 9 | 0 | 0 | 0 | 0 | 0 | 0 | 190 | 0 | 0 | 0 | 0 | 0 | 0 | 0
2023-05-09 16:30 | 10 | 0 | 0 | 0 | 0 | 0 | 0 | 190 | 0 | 0 | 0 | 0 | 0 | 0 | 0
2023-05-09 17:00 | 11 | 0 | 0 | 0 | 0 | 0 | 0 | 190 | 0 | 0 | 0 | 0 | 0 | 0 | 0
2023-05-09 17:30 | 12 | 0 | 0 | 0 | 0 | 0 | 0 | 290 | 0 | 0 | 0 | 0 | 0 | 0 | 0
2023-05-09 18:00 | 13 | 0 | 0 | 0 | 0 | 0 | 0 | 290 | 0 | 0 | 0 | 0 | 0 | 0 | 0
2023-05-09 18:30 | 14 | 0 | 0 | 0 | 0 | 0 | 0 | 290 | 0 | 0 | 0 | 0 | 0 | 0 | 0
2023-05-09 19:00 | 15 | 0 | 0 | 0 | 0 | 0 | 0 | 290 | 0 | 0 | 0 | 0 | 0 | 0 | 0
2023-05-09 19:30 | 16 | 0 | 0 | 0 | 0 | 0 | 0 | 290 | 0 | 0 | 0 | 0 | 0 | 0 | 0
2023-05-09 20:00 | 17 | 0 | 0 | 0 | 0 | 0 | 0 | 290 | 0 | 0 | 0 | 0 | 0 | 0 | 0
2023-05-09 20:30 | 18 | 0 | 0 | 0 | 0 | 0 | 0 | 290 | 0 | 0 | 0 | 0 | 0 | 0 | 0
2023-05-09 21:00 | 19 | 0 | 0 | 0 | 0 | 0 | 0 | 290 | 0 | 0 | 0 | 0 | 0 | 0 | 0
2023-05-09 21:30 | 20 | 0 | 0 | 0 | 0 | 0 | 0 | 290 | 0 | 0 | 0 | 0 | 0 | 0 | 0
2023-05-09 22:00 | 21 | 0 | 0 | 0 | 0 | 0 | 0 | 190 | 0 | 0 | 0 | 0 | 0 | 0 | 0
2023-05-09 22:30 | 22 | 0 | 0 | 0 | 0 | 0 | 0 | 190 | 0 | 0 | 0 | 0 | 0 | 0 | 0
2023-05-09 23:00 | 23 | 0 | 0 | 0 | 0 | 0 | 0 | 190 | 0 | 0 | 0 | 0 | 0 | 0 | 0
2023-05-09 23:30 | 24 | 0 | 0 | 0 | 0 | 0 | 0 | 190 | 0 | 0 | 0 | 0 | 0 | 0 | 0
2023-05-10 | 1 | 0 | 0 | 0 | 0 | 0 | 0 | 190 | 0 | 0 | 0 | 0 | 0 | 0 | 0
2023-05-10 00:30 | 2 | 0 | 0 | 0 | 0 | 0 | 0 | 190 | 0 | 0 | 0 | 0 | 0 | 0 | 0
2023-05-10 01:00 | 3 | 0 | 0 | 0 | 0 | 0 | 0 | 190 | 0 | 0 | 0 | 0 | 0 | 0 | 0
2023-05-10 01:30 | 4 | 0 | 0 | 0 | 0 | 0 | 0 | 190 | 0 | 0 | 0 | 0 | 0 | 0 | 0
2023-05-10 02:00 | 5 | 0 | 0 | 0 | 0 | 0 | 0 | 190 | 0 | 0 | 0 | 0 | 0 | 0 | 0
2023-05-10 02:30 | 6 | 0 | 0 | 0 | 0 | 0 | 0 | 190 | 0 | 0 | 0 | 0 | 0 | 0 | 0
2023-05-10 03:00 | 7 | 0 | 0 | 0 | 0 | 0 | 0 | 190 | 0 | 0 | 0 | 0 | 0 | 0 | 0
2023-05-10 03:30 | 8 | 0 | 0 | 0 | 0 | 0 | 0 | 190 | 0 | 0 | 0 | 0 | 0 | 0 | 0
2023-05-10 04:00 | 9 | 0 | 0 | 0 | 0 | 0 | 0 | 190 | 0 | 0 | 0 | 0 | 0 | 0 | 0
2023-05-10 04:30 | 10 | 0 | 0 | 0 | 0 | 0 | 0 | 190 | 0 | 0 | 0 | 0 | 0 | 0 | 0
2023-05-10 05:00 | 11 | 0 | 0 | 0 | 0 | 0 | 0 | 190 | 0 | 0 | 0 | 0 | 0 | 0 | 0
2023-05-10 05:30 | 12 | 0 | 0 | 0 | 0 | 0 | 0 | 290 | 0 | 0 | 0 | 0 | 0 | 0 | 0
2023-05-10 06:00 | 13 | 0 | 0 | 0 | 0 | 0 | 0 | 290 | 0 | 0 | 0 | 0 | 0 | 0 | 0
2023-05-10 06:30 | 14 | 0 | 0 | 0 | 0 | 0 | 0 | 290 | 0 | 0 | 0 | 0 | 0 | 0 | 0
2023-05-10 07:00 | 15 | 0 | 0 | 0 | 0 | 0 | 0 | 290 | 0 | 0 | 0 | 0 | 0 | 0 | 0
2023-05-10 07:30 | 16 | 0 | 0 | 0 | 0 | 0 | 0 | 290 | 0 | 0 | 0 | 0 | 0 | 0 | 0
2023-05-10 08:00 | 17 | 0 | 0 | 0 | 0 | 0 | 0 | 290 | 0 | 0 | 0 | 0 | 0 | 0 | 0
2023-05-10 08:30 | 18 | 0 | 0 | 0 | 0 | 0 | 0 | 290 | 0 | 0 | 0 | 0 | 0 | 0 | 0
2023-05-10 09:00 | 19 | 0 | 0 | 0 | 0 | 0 | 0 | 290 | 0 | 0 | 0 | 0 | 0 | 0 | 0
2023-05-10 09:30 | 20 | 0 | 0 | 0 | 0 | 0 | 0 | 290 | 0 | 0 | 0 | 0 | 0 | 0 | 0
2023-05-10 10:00 | 21 | 0 | 0 | 0 | 0 | 0 | 0 | 190 | 0 | 0 | 0 | 0 | 0 | 0 | 0
2023-05-10 10:30 | 22 | 0 | 0 | 0 | 0 | 0 | 0 | 190 | 0 | 0 | 0 | 0 | 0 | 0 | 0
2023-05-10 11:00 | 23 | 0 | 0 | 0 | 0 | 0 | 0 | 190 | 0 | 0 | 0 | 0 | 0 | 0 | 0
2023-05-10 11:30 | 24 | 0 | 0 | 0 | 0 | 0 | 0 | 190 | 0 | 0 | 0 | 0 | 0 | 0 | 0
2023-05-10 12:00 | 1 | 0 | 0 | 0 | 0 | 0 | 0 | 190 | 0 | 0 | 0 | 0 | 0 | 0 | 0
2023-05-10 12:30 | 2 | 0 | 0 | 0 | 0 | 0 | 0 | 190 | 0 | 0 | 0 | 0 | 0 | 0 | 0
2023-05-10 13:00 | 3 | 0 | 0 | 0 | 0 | 0 | 0 | 190 | 0 | 0 | 0 | 0 | 0 | 0 | 0
2023-05-10 13:30 | 4 | 0 | 0 | 0 | 0 | 0 | 0 | 190 | 0 | 0 | 0 | 0 | 0 | 0 | 0
2023-05-10 14:00 | 5 | 0 | 0 | 0 | 0 | 0 | 0 | 190 | 0 | 0 | 0 | 0 | 0 | 0 | 0
2023-05-10 14:30 | 6 | 0 | 0 | 0 | 0 | 0 | 0 | 190 | 0 | 0 | 0 | 0 | 0 | 0 | 0
2023-05-10 15:00 | 7 | 0 | 0 | 0 | 0 | 0 | 0 | 190 | 0 | 0 | 0 | 0 | 0 | 0 | 0
2023-05-10 15:30 | 8 | 0 | 0 | 0 | 0 | 0 | 0 | 190 | 0 | 0 | 0 | 0 | 0 | 0 | 0
2023-05-10 16:00 | 9 | 0 | 0 | 0 | 0 | 0 | 0 | 190 | 0 | 0 | 0 | 0 | 0 | 0 | 0
2023-05-10 16:30 | 10 | 0 | 0 | 0 | 0 | 0 | 0 | 190 | 0 | 0 | 0 | 0 | 0 | 0 | 0
2023-05-10 17:00 | 11 | 0 | 0 | 0 | 0 | 0 | 0 | 190 | 0 | 0 | 0 | 0 | 0 | 0 | 0
2023-05-10 17:30 | 12 | 0 | 0 | 0 | 0 | 0 | 0 | 290 | 0 | 0 | 0 | 0 | 0 | 0 | 0
2023-05-10 18:00 | 13 | 0 | 0 | 0 | 0 | 0 | 0 | 290 | 0 | 0 | 0 | 0 | 0 | 0 | 0
2023-05-10 18:30 | 14 | 0 | 0 | 0 | 0 | 0 | 0 | 290 | 0 | 0 | 0 | 0 | 0 | 0 | 0
2023-05-10 19:00 | 15 | 0 | 0 | 0 | 0 | 0 | 0 | 290 | 0 | 0 | 0 | 0 | 0 | 0 | 0
2023-05-10 19:30 | 16 | 0 | 0 | 0 | 0 | 0 | 0 | 290 | 0 | 0 | 0 | 0 | 0 | 0 | 0
2023-05-10 20:00 | 17 | 0 | 0 | 0 | 0 | 0 | 0 | 290 | 0 | 0 | 0 | 0 | 0 | 0 | 0
2023-05-10 20:30 | 18 | 0 | 0 | 0 | 0 | 0 | 0 | 290 | 0 | 0 | 0 | 0 | 0 | 0 | 0
2023-05-10 21:00 | 19 | 0 | 0 | 0 | 0 | 0 | 0 | 290 | 0 | 0 | 0 | 0 | 0 | 0 | 0
2023-05-10 21:30 | 20 | 0 | 0 | 0 | 0 | 0 | 0 | 290 | 0 | 0 | 0 | 0 | 0 | 0 | 0
2023-05-10 22:00 | 21 | 0 | 0 | 0 | 0 | 0 | 0 | 190 | 0 | 0 | 0 | 0 | 0 | 0 | 0
2023-05-10 22:30 | 22 | 0 | 0 | 0 | 0 | 0 | 0 | 190 | 0 | 0 | 0 | 0 | 0 | 0 | 0
2023-05-10 23:00 | 23 | 0 | 0 | 0 | 0 | 0 | 0 | 190 | 0 | 0 | 0 | 0 | 0 | 0 | 0
2023-05-10 23:30 | 24 | 0 | 0 | 0 | 0 | 0 | 0 | 190 | 0 | 0 | 0 | 0 | 0 | 0 | 0
2023-05-11 | 1 | 0 | 0 | 0 | 0 | 0 | 0 | 190 | 0 | 0 | 0 | 0 | 0 | 0 | 0
2023-05-11 00:30 | 2 | 0 | 0 | 0 | 0 | 0 | 0 | 190 | 0 | 0 | 0 | 0 | 0 | 0 | 0
2023-05-11 01:00 | 3 | 0 | 0 | 0 | 0 | 0 | 0 | 190 | 0 | 0 | 0 | 0 | 0 | 0 | 0
2023-05-11 01:30 | 4 | 0 | 0 | 0 | 0 | 0 | 0 | 190 | 0 | 0 | 0 | 0 | 0 | 0 | 0
2023-05-11 02:00 | 5 | 0 | 0 | 0 | 0 | 0 | 0 | 190 | 0 | 0 | 0 | 0 | 0 | 0 | 0
2023-05-11 02:30 | 6 | 0 | 0 | 0 | 0 | 0 | 0 | 190 | 0 | 0 | 0 | 0 | 0 | 0 | 0
2023-05-11 03:00 | 7 | 0 | 0 | 0 | 0 | 0 | 0 | 190 | 0 | 0 | 0 | 0 | 0 | 0 | 0
2023-05-11 03:30 | 8 | 0 | 0 | 0 | 0 | 0 | 0 | 190 | 0 | 0 | 0 | 0 | 0 | 0 | 0
2023-05-11 04:00 | 9 | 0 | 0 | 0 | 0 | 0 | 0 | 190 | 0 | 0 | 0 | 0 | 0 | 0 | 0
2023-05-11 04:30 | 10 | 0 | 0 | 0 | 0 | 0 | 0 | 190 | 0 | 0 | 0 | 0 | 0 | 0 | 0
2023-05-11 05:00 | 11 | 0 | 0 | 0 | 0 | 0 | 0 | 190 | 0 | 0 | 0 | 0 | 0 | 0 | 0
2023-05-11 05:30 | 12 | 0 | 0 | 0 | 0 | 0 | 0 | 290 | 0 | 0 | 0 | 0 | 0 | 0 | 0
2023-05-11 06:00 | 13 | 0 | 0 | 0 | 0 | 0 | 0 | 290 | 0 | 0 | 0 | 0 | 0 | 0 | 0
2023-05-11 06:30 | 14 | 0 | 0 | 0 | 0 | 0 | 0 | 290 | 0 | 0 | 0 | 0 | 0 | 0 | 0
2023-05-11 07:00 | 15 | 0 | 0 | 0 | 0 | 0 | 0 | 290 | 0 | 0 | 0 | 0 | 0 | 0 | 0
2023-05-11 07:30 | 16 | 0 | 0 | 0 | 0 | 0 | 0 | 290 | 0 | 0 | 0 | 0 | 0 | 0 | 0
2023-05-11 08:00 | 17 | 0 | 0 | 0 | 0 | 0 | 0 | 290 | 0 | 0 | 0 | 0 | 0 | 0 | 0
2023-05-11 08:30 | 18 | 0 | 0 | 0 | 0 | 0 | 0 | 290 | 0 | 0 | 0 | 0 | 0 | 0 | 0
2023-05-11 09:00 | 19 | 0 | 0 | 0 | 0 | 0 | 0 | 290 | 0 | 0 | 0 | 0 | 0 | 0 | 0
2023-05-11 09:30 | 20 | 0 | 0 | 0 | 0 | 0 | 0 | 290 | 0 | 0 | 0 | 0 | 0 | 0 | 0
2023-05-11 10:00 | 21 | 0 | 0 | 0 | 0 | 0 | 0 | 190 | 0 | 0 | 0 | 0 | 0 | 0 | 0
2023-05-11 10:30 | 22 | 0 | 0 | 0 | 0 | 0 | 0 | 190 | 0 | 0 | 0 | 0 | 0 | 0 | 0
2023-05-11 11:00 | 23 | 0 | 0 | 0 | 0 | 0 | 0 | 190 | 0 | 0 | 0 | 0 | 0 | 0 | 0
2023-05-11 11:30 | 24 | 0 | 0 | 0 | 0 | 0 | 0 | 190 | 0 | 0 | 0 | 0 | 0 | 0 | 0
2023-05-11 12:00 | 1 | 0 | 0 | 0 | 0 | 0 | 0 | 190 | 0 | 0 | 0 | 0 | 0 | 0 | 0
2023-05-11 12:30 | 2 | 0 | 0 | 0 | 0 | 0 | 0 | 190 | 0 | 0 | 0 | 0 | 0 | 0 | 0
2023-05-11 13:00 | 3 | 0 | 0 | 0 | 0 | 0 | 0 | 190 | 0 | 0 | 0 | 0 | 0 | 0 | 0
2023-05-11 13:30 | 4 | 0 | 0 | 0 | 0 | 0 | 0 | 190 | 0 | 0 | 0 | 0 | 0 | 0 | 0
2023-05-11 14:00 | 5 | 0 | 0 | 0 | 0 | 0 | 0 | 190 | 0 | 0 | 0 | 0 | 0 | 0 | 0
2023-05-11 14:30 | 6 | 0 | 0 | 0 | 0 | 0 | 0 | 190 | 0 | 0 | 0 | 0 | 0 | 0 | 0
2023-05-11 15:00 | 7 | 0 | 0 | 0 | 0 | 0 | 0 | 190 | 0 | 0 | 0 | 0 | 0 | 0 | 0
2023-05-11 15:30 | 8 | 0 | 0 | 0 | 0 | 0 | 0 | 190 | 0 | 0 | 0 | 0 | 0 | 0 | 0
2023-05-11 16:00 | 9 | 0 | 0 | 0 | 0 | 0 | 0 | 190 | 0 | 0 | 0 | 0 | 0 | 0 | 0
2023-05-11 16:30 | 10 | 0 | 0 | 0 | 0 | 0 | 0 | 190 | 0 | 0 | 0 | 0 | 0 | 0 | 0
2023-05-11 17:00 | 11 | 0 | 0 | 0 | 0 | 0 | 0 | 190 | 0 | 0 | 0 | 0 | 0 | 0 | 0
2023-05-11 17:30 | 12 | 0 | 0 | 0 | 0 | 0 | 0 | 290 | 0 | 0 | 0 | 0 | 0 | 0 | 0
2023-05-11 18:00 | 13 | 0 | 0 | 0 | 0 | 0 | 0 | 290 | 0 | 0 | 0 | 0 | 0 | 0 | 0
2023-05-11 18:30 | 14 | 0 | 0 | 0 | 0 | 0 | 0 | 290 | 0 | 0 | 0 | 0 | 0 | 0 | 0
2023-05-11 19:00 | 15 | 0 | 0 | 0 | 0 | 0 | 0 | 290 | 0 | 0 | 0 | 0 | 0 | 0 | 0
2023-05-11 19:30 | 16 | 0 | 0 | 0 | 0 | 0 | 0 | 290 | 0 | 0 | 0 | 0 | 0 | 0 | 0
2023-05-11 20:00 | 17 | 0 | 0 | 0 | 0 | 0 | 0 | 290 | 0 | 0 | 0 | 0 | 0 | 0 | 0
2023-05-11 20:30 | 18 | 0 | 0 | 0 | 0 | 0 | 0 | 290 | 0 | 0 | 0 | 0 | 0 | 0 | 0
2023-05-11 21:00 | 19 | 0 | 0 | 0 | 0 | 0 | 0 | 290 | 0 | 0 | 0 | 0 | 0 | 0 | 0
2023-05-11 21:30 | 20 | 0 | 0 | 0 | 0 | 0 | 0 | 290 | 0 | 0 | 0 | 0 | 0 | 0 | 0
2023-05-11 22:00 | 21 | 0 | 0 | 0 | 0 | 0 | 0 | 190 | 0 | 0 | 0 | 0 | 0 | 0 | 0
2023-05-11 22:30 | 22 | 0 | 0 | 0 | 0 | 0 | 0 | 190 | 0 | 0 | 0 | 0 | 0 | 0 | 0
2023-05-11 23:00 | 23 | 0 | 0 | 0 | 0 | 0 | 0 | 190 | 0 | 0 | 0 | 0 | 0 | 0 | 0
2023-05-11 23:30 | 24 | 0 | 0 | 0 | 0 | 0 | 0 | 190 | 0 | 0 | 0 | 0 | 0 | 0 | 0
2023-05-12 | 1 | 0 | 0 | 0 | 0 | 0 | 0 | 190 | 0 | 0 | 0 | 0 | 0 | 0 | 0
2023-05-12 00:30 | 2 | 0 | 0 | 0 | 0 | 0 | 0 | 190 | 0 | 0 | 0 | 0 | 0 | 0 | 0
2023-05-12 01:00 | 3 | 0 | 0 | 0 | 0 | 0 | 0 | 190 | 0 | 0 | 0 | 0 | 0 | 0 | 0
2023-05-12 01:30 | 4 | 0 | 0 | 0 | 0 | 0 | 0 | 190 | 0 | 0 | 0 | 0 | 0 | 0 | 0
2023-05-12 02:00 | 5 | 0 | 0 | 0 | 0 | 0 | 0 | 190 | 0 | 0 | 0 | 0 | 0 | 0 | 0
2023-05-12 02:30 | 6 | 0 | 0 | 0 | 0 | 0 | 0 | 190 | 0 | 0 | 0 | 0 | 0 | 0 | 0
2023-05-12 03:00 | 7 | 0 | 0 | 0 | 0 | 0 | 0 | 190 | 0 | 0 | 0 | 0 | 0 | 0 | 0
2023-05-12 03:30 | 8 | 0 | 0 | 0 | 0 | 0 | 0 | 190 | 0 | 0 | 0 | 0 | 0 | 0 | 0
2023-05-12 04:00 | 9 | 0 | 0 | 0 | 0 | 0 | 0 | 190 | 0 | 0 | 0 | 0 | 0 | 0 | 0
2023-05-12 04:30 | 10 | 0 | 0 | 0 | 0 | 0 | 0 | 190 | 0 | 0 | 0 | 0 | 0 | 0 | 0
2023-05-12 05:00 | 11 | 0 | 0 | 0 | 0 | 0 | 0 | 190 | 0 | 0 | 0 | 0 | 0 | 0 | 0
2023-05-12 05:30 | 12 | 0 | 0 | 0 | 0 | 0 | 0 | 290 | 0 | 0 | 0 | 0 | 0 | 0 | 0
2023-05-12 06:00 | 13 | 0 | 0 | 0 | 0 | 0 | 0 | 290 | 0 | 0 | 0 | 0 | 0 | 0 | 0
2023-05-12 06:30 | 14 | 0 | 0 | 0 | 0 | 0 | 0 | 290 | 0 | 0 | 0 | 0 | 0 | 0 | 0
2023-05-12 07:00 | 15 | 0 | 0 | 0 | 0 | 0 | 0 | 290 | 0 | 0 | 0 | 0 | 0 | 0 | 0
2023-05-12 07:30 | 16 | 0 | 0 | 0 | 0 | 0 | 0 | 290 | 0 | 0 | 0 | 0 | 0 | 0 | 0
2023-05-12 08:00 | 17 | 0 | 0 | 0 | 0 | 0 | 0 | 290 | 0 | 0 | 0 | 0 | 0 | 0 | 0
2023-05-12 08:30 | 18 | 0 | 0 | 0 | 0 | 0 | 0 | 290 | 0 | 0 | 0 | 0 | 0 | 0 | 0
2023-05-12 09:00 | 19 | 0 | 0 | 0 | 0 | 0 | 0 | 290 | 0 | 0 | 0 | 0 | 0 | 0 | 0
2023-05-12 09:30 | 20 | 0 | 0 | 0 | 0 | 0 | 0 | 290 | 0 | 0 | 0 | 0 | 0 | 0 | 0
2023-05-12 10:00 | 21 | 0 | 0 | 0 | 0 | 0 | 0 | 190 | 0 | 0 | 0 | 0 | 0 | 0 | 0
2023-05-12 10:30 | 22 | 0 | 0 | 0 | 0 | 0 | 0 | 190 | 0 | 0 | 0 | 0 | 0 | 0 | 0
2023-05-12 11:00 | 23 | 0 | 0 | 0 | 0 | 0 | 0 | 190 | 0 | 0 | 0 | 0 | 0 | 0 | 0
2023-05-12 11:30 | 24 | 0 | 0 | 0 | 0 | 0 | 0 | 190 | 0 | 0 | 0 | 0 | 0 | 0 | 0
2023-05-12 12:00 | 1 | 0 | 0 | 0 | 0 | 0 | 0 | 190 | 0 | 0 | 0 | 0 | 0 | 0 | 0
2023-05-12 12:30 | 2 | 0 | 0 | 0 | 0 | 0 | 0 | 190 | 0 | 0 | 0 | 0 | 0 | 0 | 0
2023-05-12 13:00 | 3 | 0 | 0 | 0 | 0 | 0 | 0 | 190 | 0 | 0 | 0 | 0 | 0 | 0 | 0
2023-05-12 13:30 | 4 | 0 | 0 | 0 | 0 | 0 | 0 | 190 | 0 | 0 | 0 | 0 | 0 | 0 | 0
2023-05-12 14:00 | 5 | 0 | 0 | 0 | 0 | 0 | 0 | 190 | 0 | 0 | 0 | 0 | 0 | 0 | 0
2023-05-12 14:30 | 6 | 0 | 0 | 0 | 0 | 0 | 0 | 190 | 0 | 0 | 0 | 0 | 0 | 0 | 0
2023-05-12 15:00 | 7 | 0 | 0 | 0 | 0 | 0 | 0 | 190 | 0 | 0 | 0 | 0 | 0 | 0 | 0
2023-05-12 15:30 | 8 | 0 | 0 | 0 | 0 | 0 | 0 | 190 | 0 | 0 | 0 | 0 | 0 | 0 | 0
2023-05-12 16:00 | 9 | 0 | 0 | 0 | 0 | 0 | 0 | 190 | 0 | 0 | 0 | 0 | 0 | 0 | 0
2023-05-12 16:30 | 10 | 0 | 0 | 0 | 0 | 0 | 0 | 190 | 0 | 0 | 0 | 0 | 0 | 0 | 0
2023-05-12 17:00 | 11 | 0 | 0 | 0 | 0 | 0 | 0 | 190 | 0 | 0 | 0 | 0 | 0 | 0 | 0
2023-05-12 17:30 | 12 | 0 | 0 | 0 | 0 | 0 | 0 | 290 | 0 | 0 | 0 | 0 | 0 | 0 | 0
2023-05-12 18:00 | 13 | 0 | 0 | 0 | 0 | 0 | 0 | 290 | 0 | 0 | 0 | 0 | 0 | 0 | 0
2023-05-12 18:30 | 14 | 0 | 0 | 0 | 0 | 0 | 0 | 290 | 0 | 0 | 0 | 0 | 0 | 0 | 0
2023-05-12 19:00 | 15 | 0 | 0 | 0 | 0 | 0 | 0 | 290 | 0 | 0 | 0 | 0 | 0 | 0 | 0
2023-05-12 19:30 | 16 | 0 | 0 | 0 | 0 | 0 | 0 | 290 | 0 | 0 | 0 | 0 | 0 | 0 | 0
2023-05-12 20:00 | 17 | 0 | 0 | 0 | 0 | 0 | 0 | 290 | 0 | 0 | 0 | 0 | 0 | 0 | 0
2023-05-12 20:30 | 18 | 0 | 0 | 0 | 0 | 0 | 0 | 290 | 0 | 0 | 0 | 0 | 0 | 0 | 0
2023-05-12 21:00 | 19 | 0 | 0 | 0 | 0 | 0 | 0 | 290 | 0 | 0 | 0 | 0 | 0 | 0 | 0
2023-05-12 21:30 | 20 | 0 | 0 | 0 | 0 | 0 | 0 | 290 | 0 | 0 | 0 | 0 | 0 | 0 | 0
2023-05-12 22:00 | 21 | 0 | 0 | 0 | 0 | 0 | 0 | 190 | 0 | 0 | 0 | 0 | 0 | 0 | 0
2023-05-12 22:30 | 22 | 0 | 0 | 0 | 0 | 0 | 0 | 190 | 0 | 0 | 0 | 0 | 0 | 0 | 0
2023-05-12 23:00 | 23 | 0 | 0 | 0 | 0 | 0 | 0 | 190 | 0 | 0 | 0 | 0 | 0 | 0 | 0
2023-05-12 23:30 | 24 | 0 | 0 | 0 | 0 | 0 | 0 | 190 | 0 | 0 | 0 | 0 | 0 | 0 | 0
2023-05-13 | 1 | 0 | 0 | 0 | 0 | 0 | 0 | 190 | 0 | 0 | 0 | 0 | 0 | 0 | 0
2023-05-13 00:30 | 2 | 0 | 0 | 0 | 0 | 0 | 0 | 190 | 0 | 0 | 0 | 0 | 0 | 0 | 0
2023-05-13 01:00 | 3 | 0 | 0 | 0 | 0 | 0 | 0 | 190 | 0 | 0 | 0 | 0 | 0 | 0 | 0
2023-05-13 01:30 | 4 | 0 | 0 | 0 | 0 | 0 | 0 | 190 | 0 | 0 | 0 | 0 | 0 | 0 | 0
2023-05-13 02:00 | 5 | 0 | 0 | 0 | 0 | 0 | 0 | 190 | 0 | 0 | 0 | 0 | 0 | 0 | 0
2023-05-13 02:30 | 6 | 0 | 0 | 0 | 0 | 0 | 0 | 190 | 0 | 0 | 0 | 0 | 0 | 0 | 0
2023-05-13 03:00 | 7 | 0 | 0 | 0 | 0 | 0 | 0 | 190 | 0 | 0 | 0 | 0 | 0 | 0 | 0
2023-05-13 03:30 | 8 | 0 | 0 | 0 | 0 | 0 | 0 | 190 | 0 | 0 | 0 | 0 | 0 | 0 | 0
2023-05-13 04:00 | 9 | 0 | 0 | 0 | 0 | 0 | 0 | 190 | 0 | 0 | 0 | 0 | 0 | 0 | 0
2023-05-13 04:30 | 10 | 0 | 0 | 0 | 0 | 0 | 0 | 190 | 0 | 0 | 0 | 0 | 0 | 0 | 0
2023-05-13 05:00 | 11 | 0 | 0 | 0 | 0 | 0 | 0 | 190 | 0 | 0 | 0 | 0 | 0 | 0 | 0
2023-05-13 05:30 | 12 | 0 | 0 | 0 | 0 | 0 | 0 | 290 | 0 | 0 | 0 | 0 | 0 | 0 | 0
2023-05-13 06:00 | 13 | 0 | 0 | 0 | 0 | 0 | 0 | 290 | 0 | 0 | 0 | 0 | 0 | 0 | 0
2023-05-13 06:30 | 14 | 0 | 0 | 0 | 0 | 0 | 0 | 290 | 0 | 0 | 0 | 0 | 0 | 0 | 0
2023-05-13 07:00 | 15 | 0 | 0 | 0 | 0 | 0 | 0 | 290 | 0 | 0 | 0 | 0 | 0 | 0 | 0
2023-05-13 07:30 | 16 | 0 | 0 | 0 | 0 | 0 | 0 | 290 | 0 | 0 | 0 | 0 | 0 | 0 | 0
2023-05-13 08:00 | 17 | 0 | 0 | 0 | 0 | 0 | 0 | 290 | 0 | 0 | 0 | 0 | 0 | 0 | 0
2023-05-13 08:30 | 18 | 0 | 0 | 0 | 0 | 0 | 0 | 290 | 0 | 0 | 0 | 0 | 0 | 0 | 0
2023-05-13 09:00 | 19 | 0 | 0 | 0 | 0 | 0 | 0 | 290 | 0 | 0 | 0 | 0 | 0 | 0 | 0
2023-05-13 09:30 | 20 | 0 | 0 | 0 | 0 | 0 | 0 | 290 | 0 | 0 | 0 | 0 | 0 | 0 | 0
2023-05-13 10:00 | 21 | 0 | 0 | 0 | 0 | 0 | 0 | 190 | 0 | 0 | 0 | 0 | 0 | 0 | 0
2023-05-13 10:30 | 22 | 0 | 0 | 0 | 0 | 0 | 0 | 190 | 0 | 0 | 0 | 0 | 0 | 0 | 0
2023-05-13 11:00 | 23 | 0 | 0 | 0 | 0 | 0 | 0 | 190 | 0 | 0 | 0 | 0 | 0 | 0 | 0
2023-05-13 11:30 | 24 | 0 | 0 | 0 | 0 | 0 | 0 | 190 | 0 | 0 | 0 | 0 | 0 | 0 | 0
2023-05-13 12:00 | 1 | 0 | 0 | 0 | 0 | 0 | 0 | 190 | 0 | 0 | 0 | 0 | 0 | 0 | 0
2023-05-13 12:30 | 2 | 0 | 0 | 0 | 0 | 0 | 0 | 190 | 0 | 0 | 0 | 0 | 0 | 0 | 0
2023-05-13 13:00 | 3 | 0 | 0 | 0 | 0 | 0 | 0 | 190 | 0 | 0 | 0 | 0 | 0 | 0 | 0
2023-05-13 13:30 | 4 | 0 | 0 | 0 | 0 | 0 | 0 | 190 | 0 | 0 | 0 | 0 | 0 | 0 | 0
2023-05-13 14:00 | 5 | 0 | 0 | 0 | 0 | 0 | 0 | 190 | 0 | 0 | 0 | 0 | 0 | 0 | 0
2023-05-13 14:30 | 6 | 0 | 0 | 0 | 0 | 0 | 0 | 190 | 0 | 0 | 0 | 0 | 0 | 0 | 0
2023-05-13 15:00 | 7 | 0 | 0 | 0 | 0 | 0 | 0 | 190 | 0 | 0 | 0 | 0 | 0 | 0 | 0
2023-05-13 15:30 | 8 | 0 | 0 | 0 | 0 | 0 | 0 | 190 | 0 | 0 | 0 | 0 | 0 | 0 | 0
2023-05-13 16:00 | 9 | 0 | 0 | 0 | 0 | 0 | 0 | 190 | 0 | 0 | 0 | 0 | 0 | 0 | 0
2023-05-13 16:30 | 10 | 0 | 0 | 0 | 0 | 0 | 0 | 190 | 0 | 0 | 0 | 0 | 0 | 0 | 0
2023-05-13 17:00 | 11 | 0 | 0 | 0 | 0 | 0 | 0 | 190 | 0 | 0 | 0 | 0 | 0 | 0 | 0
2023-05-13 17:30 | 12 | 0 | 0 | 0 | 0 | 0 | 0 | 290 | 0 | 0 | 0 | 0 | 0 | 0 | 0
2023-05-13 18:00 | 13 | 0 | 0 | 0 | 0 | 0 | 0 | 290 | 0 | 0 | 0 | 0 | 0 | 0 | 0
2023-05-13 18:30 | 14 | 0 | 0 | 0 | 0 | 0 | 0 | 290 | 0 | 0 | 0 | 0 | 0 | 0 | 0
2023-05-13 19:00 | 15 | 0 | 0 | 0 | 0 | 0 | 0 | 290 | 0 | 0 | 0 | 0 | 0 | 0 | 0
2023-05-13 19:30 | 16 | 0 | 0 | 0 | 0 | 0 | 0 | 290 | 0 | 0 | 0 | 0 | 0 | 0 | 0
2023-05-13 20:00 | 17 | 0 | 0 | 0 | 0 | 0 | 0 | 290 | 0 | 0 | 0 | 0 | 0 | 0 | 0
2023-05-13 20:30 | 18 | 0 | 0 | 0 | 0 | 0 | 0 | 290 | 0 | 0 | 0 | 0 | 0 | 0 | 0
2023-05-13 21:00 | 19 | 0 | 0 | 0 | 0 | 0 | 0 | 290 | 0 | 0 | 0 | 0 | 0 | 0 | 0
2023-05-13 21:30 | 20 | 0 | 0 | 0 | 0 | 0 | 0 | 290 | 0 | 0 | 0 | 0 | 0 | 0 | 0
2023-05-13 22:00 | 21 | 0 | 0 | 0 | 0 | 0 | 0 | 190 | 0 | 0 | 0 | 0 | 0 | 0 | 0
2023-05-13 22:30 | 22 | 0 | 0 | 0 | 0 | 0 | 0 | 190 | 0 | 0 | 0 | 0 | 0 | 0 | 0
2023-05-13 23:00 | 23 | 0 | 0 | 0 | 0 | 0 | 0 | 190 | 0 | 0 | 0 | 0 | 0 | 0 | 0
2023-05-13 23:30 | 24 | 0 | 0 | 0 | 0 | 0 | 0 | 190 | 0 | 0 | 0 | 0 | 0 | 0 | 0
2023-05-14 | 1 | 0 | 0 | 0 | 0 | 0 | 0 | 190 | 0 | 0 | 0 | 0 | 0 | 0 | 0
2023-05-14 00:30 | 2 | 0 | 0 | 0 | 0 | 0 | 0 | 190 | 0 | 0 | 0 | 0 | 0 | 0 | 0
2023-05-14 01:00 | 3 | 0 | 0 | 0 | 0 | 0 | 0 | 190 | 0 | 0 | 0 | 0 | 0 | 0 | 0
2023-05-14 01:30 | 4 | 0 | 0 | 0 | 0 | 0 | 0 | 190 | 0 | 0 | 0 | 0 | 0 | 0 | 0
2023-05-14 02:00 | 5 | 0 | 0 | 0 | 0 | 0 | 0 | 190 | 0 | 0 | 0 | 0 | 0 | 0 | 0
2023-05-14 02:30 | 6 | 0 | 0 | 0 | 0 | 0 | 0 | 190 | 0 | 0 | 0 | 0 | 0 | 0 | 0
2023-05-14 03:00 | 7 | 0 | 0 | 0 | 0 | 0 | 0 | 190 | 0 | 0 | 0 | 0 | 0 | 0 | 0
2023-05-14 03:30 | 8 | 0 | 0 | 0 | 0 | 0 | 0 | 190 | 0 | 0 | 0 | 0 | 0 | 0 | 0
2023-05-14 04:00 | 9 | 0 | 0 | 0 | 0 | 0 | 0 | 190 | 0 | 0 | 0 | 0 | 0 | 0 | 0
2023-05-14 04:30 | 10 | 0 | 0 | 0 | 0 | 0 | 0 | 190 | 0 | 0 | 0 | 0 | 0 | 0 | 0
2023-05-14 05:00 | 11 | 0 | 0 | 0 | 0 | 0 | 0 | 190 | 0 | 0 | 0 | 0 | 0 | 0 | 0
2023-05-14 05:30 | 12 | 0 | 0 | 0 | 0 | 0 | 0 | 290 | 0 | 0 | 0 | 0 | 0 | 0 | 0
2023-05-14 06:00 | 13 | 0 | 0 | 0 | 0 | 0 | 0 | 290 | 0 | 0 | 0 | 0 | 0 | 0 | 0
2023-05-14 06:30 | 14 | 0 | 0 | 0 | 0 | 0 | 0 | 290 | 0 | 0 | 0 | 0 | 0 | 0 | 0
2023-05-14 07:00 | 15 | 0 | 0 | 0 | 0 | 0 | 0 | 290 | 0 | 0 | 0 | 0 | 0 | 0 | 0
2023-05-14 07:30 | 16 | 0 | 0 | 0 | 0 | 0 | 0 | 290 | 0 | 0 | 0 | 0 | 0 | 0 | 0
2023-05-14 08:00 | 17 | 0 | 0 | 0 | 0 | 0 | 0 | 290 | 0 | 0 | 0 | 0 | 0 | 0 | 0
2023-05-14 08:30 | 18 | 0 | 0 | 0 | 0 | 0 | 0 | 290 | 0 | 0 | 0 | 0 | 0 | 0 | 0
2023-05-14 09:00 | 19 | 0 | 0 | 0 | 0 | 0 | 0 | 290 | 0 | 0 | 0 | 0 | 0 | 0 | 0
2023-05-14 09:30 | 20 | 0 | 0 | 0 | 0 | 0 | 0 | 290 | 0 | 0 | 0 | 0 | 0 | 0 | 0
2023-05-14 10:00 | 21 | 0 | 0 | 0 | 0 | 0 | 0 | 190 | 0 | 0 | 0 | 0 | 0 | 0 | 0
2023-05-14 10:30 | 22 | 0 | 0 | 0 | 0 | 0 | 0 | 190 | 0 | 0 | 0 | 0 | 0 | 0 | 0
2023-05-14 11:00 | 23 | 0 | 0 | 0 | 0 | 0 | 0 | 190 | 0 | 0 | 0 | 0 | 0 | 0 | 0
2023-05-14 11:30 | 24 | 0 | 0 | 0 | 0 | 0 | 0 | 190 | 0 | 0 | 0 | 0 | 0 | 0 | 0
2023-05-14 12:00 | 1 | 0 | 0 | 0 | 0 | 0 | 0 | 190 | 0 | 0 | 0 | 0 | 0 | 0 | 0
2023-05-14 12:30 | 2 | 0 | 0 | 0 | 0 | 0 | 0 | 190 | 0 | 0 | 0 | 0 | 0 | 0 | 0
2023-05-14 13:00 | 3 | 0 | 0 | 0 | 0 | 0 | 0 | 190 | 0 | 0 | 0 | 0 | 0 | 0 | 0
2023-05-14 13:30 | 4 | 0 | 0 | 0 | 0 | 0 | 0 | 190 | 0 | 0 | 0 | 0 | 0 | 0 | 0
2023-05-14 14:00 | 5 | 0 | 0 | 0 | 0 | 0 | 0 | 190 | 0 | 0 | 0 | 0 | 0 | 0 | 0
2023-05-14 14:30 | 6 | 0 | 0 | 0 | 0 | 0 | 0 | 190 | 0 | 0 | 0 | 0 | 0 | 0 | 0
2023-05-14 15:00 | 7 | 0 | 0 | 0 | 0 | 0 | 0 | 190 | 0 | 0 | 0 | 0 | 0 | 0 | 0
2023-05-14 15:30 | 8 | 0 | 0 | 0 | 0 | 0 | 0 | 190 | 0 | 0 | 0 | 0 | 0 | 0 | 0
2023-05-14 16:00 | 9 | 0 | 0 | 0 | 0 | 0 | 0 | 190 | 0 | 0 | 0 | 0 | 0 | 0 | 0
2023-05-14 16:30 | 10 | 0 | 0 | 0 | 0 | 0 | 0 | 190 | 0 | 0 | 0 | 0 | 0 | 0 | 0
2023-05-14 17:00 | 11 | 0 | 0 | 0 | 0 | 0 | 0 | 190 | 0 | 0 | 0 | 0 | 0 | 0 | 0
2023-05-14 17:30 | 12 | 0 | 0 | 0 | 0 | 0 | 0 | 290 | 0 | 0 | 0 | 0 | 0 | 0 | 0
2023-05-14 18:00 | 13 | 0 | 0 | 0 | 0 | 0 | 0 | 290 | 0 | 0 | 0 | 0 | 0 | 0 | 0
2023-05-14 18:30 | 14 | 0 | 0 | 0 | 0 | 0 | 0 | 290 | 0 | 0 | 0 | 0 | 0 | 0 | 0
2023-05-14 19:00 | 15 | 0 | 0 | 0 | 0 | 0 | 0 | 290 | 0 | 0 | 0 | 0 | 0 | 0 | 0
2023-05-14 19:30 | 16 | 0 | 0 | 0 | 0 | 0 | 0 | 290 | 0 | 0 | 0 | 0 | 0 | 0 | 0
2023-05-14 20:00 | 17 | 0 | 0 | 0 | 0 | 0 | 0 | 290 | 0 | 0 | 0 | 0 | 0 | 0 | 0
2023-05-14 20:30 | 18 | 0 | 0 | 0 | 0 | 0 | 0 | 290 | 0 | 0 | 0 | 0 | 0 | 0 | 0
2023-05-14 21:00 | 19 | 0 | 0 | 0 | 0 | 0 | 0 | 290 | 0 | 0 | 0 | 0 | 0 | 0 | 0
2023-05-14 21:30 | 20 | 0 | 0 | 0 | 0 | 0 | 0 | 290 | 0 | 0 | 0 | 0 | 0 | 0 | 0
2023-05-14 22:00 | 21 | 0 | 0 | 0 | 0 | 0 | 0 | 190 | 0 | 0 | 0 | 0 | 0 | 0 | 0
2023-05-14 22:30 | 22 | 0 | 0 | 0 | 0 | 0 | 0 | 190 | 0 | 0 | 0 | 0 | 0 | 0 | 0
2023-05-14 23:00 | 23 | 0 | 0 | 0 | 0 | 0 | 0 | 190 | 0 | 0 | 0 | 0 | 0 | 0 | 0
2023-05-14 23:30 | 24 | 0 | 0 | 0 | 0 | 0 | 0 | 190 | 0 | 0 | 0 | 0 | 0 | 0 | 0
2023-05-15 | 1 | 0 | 0 | 0 | 0 | 0 | 0 | 190 | 0 | 0 | 0 | 0 | 0 | 0 | 0
2023-05-15 00:30 | 2 | 0 | 0 | 0 | 0 | 0 | 0 | 190 | 0 | 0 | 0 | 0 | 0 | 0 | 0
2023-05-15 01:00 | 3 | 0 | 0 | 0 | 0 | 0 | 0 | 190 | 0 | 0 | 0 | 0 | 0 | 0 | 0
2023-05-15 01:30 | 4 | 0 | 0 | 0 | 0 | 0 | 0 | 190 | 0 | 0 | 0 | 0 | 0 | 0 | 0
2023-05-15 02:00 | 5 | 0 | 0 | 0 | 0 | 0 | 0 | 190 | 0 | 0 | 0 | 0 | 0 | 0 | 0
2023-05-15 02:30 | 6 | 0 | 0 | 0 | 0 | 0 | 0 | 190 | 0 | 0 | 0 | 0 | 0 | 0 | 0
2023-05-15 03:00 | 7 | 0 | 0 | 0 | 0 | 0 | 0 | 190 | 0 | 0 | 0 | 0 | 0 | 0 | 0
2023-05-15 03:30 | 8 | 0 | 0 | 0 | 0 | 0 | 0 | 190 | 0 | 0 | 0 | 0 | 0 | 0 | 0
2023-05-15 04:00 | 9 | 0 | 0 | 0 | 0 | 0 | 0 | 190 | 0 | 0 | 0 | 0 | 0 | 0 | 0
2023-05-15 04:30 | 10 | 0 | 0 | 0 | 0 | 0 | 0 | 190 | 0 | 0 | 0 | 0 | 0 | 0 | 0
2023-05-15 05:00 | 11 | 0 | 0 | 0 | 0 | 0 | 0 | 190 | 0 | 0 | 0 | 0 | 0 | 0 | 0
2023-05-15 05:30 | 12 | 0 | 0 | 0 | 0 | 0 | 0 | 290 | 0 | 0 | 0 | 0 | 0 | 0 | 0
2023-05-15 06:00 | 13 | 0 | 0 | 0 | 0 | 0 | 0 | 290 | 0 | 0 | 0 | 0 | 0 | 0 | 0
2023-05-15 06:30 | 14 | 0 | 0 | 0 | 0 | 0 | 0 | 290 | 0 | 0 | 0 | 0 | 0 | 0 | 0
2023-05-15 07:00 | 15 | 0 | 0 | 0 | 0 | 0 | 0 | 290 | 0 | 0 | 0 | 0 | 0 | 0 | 0
2023-05-15 07:30 | 16 | 0 | 0 | 0 | 0 | 0 | 0 | 290 | 0 | 0 | 0 | 0 | 0 | 0 | 0
2023-05-15 08:00 | 17 | 0 | 0 | 0 | 0 | 0 | 0 | 290 | 0 | 0 | 0 | 0 | 0 | 0 | 0
2023-05-15 08:30 | 18 | 0 | 0 | 0 | 0 | 0 | 0 | 290 | 0 | 0 | 0 | 0 | 0 | 0 | 0
2023-05-15 09:00 | 19 | 0 | 0 | 0 | 0 | 0 | 0 | 290 | 0 | 0 | 0 | 0 | 0 | 0 | 0
2023-05-15 09:30 | 20 | 0 | 0 | 0 | 0 | 0 | 0 | 290 | 0 | 0 | 0 | 0 | 0 | 0 | 0
2023-05-15 10:00 | 21 | 0 | 0 | 0 | 0 | 0 | 0 | 190 | 0 | 0 | 0 | 0 | 0 | 0 | 0
2023-05-15 10:30 | 22 | 0 | 0 | 0 | 0 | 0 | 0 | 190 | 0 | 0 | 0 | 0 | 0 | 0 | 0
2023-05-15 11:00 | 23 | 0 | 0 | 0 | 0 | 0 | 0 | 190 | 0 | 0 | 0 | 0 | 0 | 0 | 0
2023-05-15 11:30 | 24 | 0 | 0 | 0 | 0 | 0 | 0 | 190 | 0 | 0 | 0 | 0 | 0 | 0 | 0
2023-05-15 12:00 | 1 | 0 | 0 | 0 | 0 | 0 | 0 | 190 | 0 | 0 | 0 | 0 | 0 | 0 | 0
2023-05-15 12:30 | 2 | 0 | 0 | 0 | 0 | 0 | 0 | 190 | 0 | 0 | 0 | 0 | 0 | 0 | 0
2023-05-15 13:00 | 3 | 0 | 0 | 0 | 0 | 0 | 0 | 190 | 0 | 0 | 0 | 0 | 0 | 0 | 0
2023-05-15 13:30 | 4 | 0 | 0 | 0 | 0 | 0 | 0 | 190 | 0 | 0 | 0 | 0 | 0 | 0 | 0
2023-05-15 14:00 | 5 | 0 | 0 | 0 | 0 | 0 | 0 | 190 | 0 | 0 | 0 | 0 | 0 | 0 | 0
2023-05-15 14:30 | 6 | 0 | 0 | 0 | 0 | 0 | 0 | 190 | 0 | 0 | 0 | 0 | 0 | 0 | 0
2023-05-15 15:00 | 7 | 0 | 0 | 0 | 0 | 0 | 0 | 190 | 0 | 0 | 0 | 0 | 0 | 0 | 0
2023-05-15 15:30 | 8 | 0 | 0 | 0 | 0 | 0 | 0 | 190 | 0 | 0 | 0 | 0 | 0 | 0 | 0
2023-05-15 16:00 | 9 | 0 | 0 | 0 | 0 | 0 | 0 | 190 | 0 | 0 | 0 | 0 | 0 | 0 | 0
2023-05-15 16:30 | 10 | 0 | 0 | 0 | 0 | 0 | 0 | 190 | 0 | 0 | 0 | 0 | 0 | 0 | 0
2023-05-15 17:00 | 11 | 0 | 0 | 0 | 0 | 0 | 0 | 190 | 0 | 0 | 0 | 0 | 0 | 0 | 0
2023-05-15 17:30 | 12 | 0 | 0 | 0 | 0 | 0 | 0 | 290 | 0 | 0 | 0 | 0 | 0 | 0 | 0
2023-05-15 18:00 | 13 | 0 | 0 | 0 | 0 | 0 | 0 | 290 | 0 | 0 | 0 | 0 | 0 | 0 | 0
2023-05-15 18:30 | 14 | 0 | 0 | 0 | 0 | 0 | 0 | 290 | 0 | 0 | 0 | 0 | 0 | 0 | 0
2023-05-15 19:00 | 15 | 0 | 0 | 0 | 0 | 0 | 0 | 290 | 0 | 0 | 0 | 0 | 0 | 0 | 0
2023-05-15 19:30 | 16 | 0 | 0 | 0 | 0 | 0 | 0 | 290 | 0 | 0 | 0 | 0 | 0 | 0 | 0
2023-05-15 20:00 | 17 | 0 | 0 | 0 | 0 | 0 | 0 | 290 | 0 | 0 | 0 | 0 | 0 | 0 | 0
2023-05-15 20:30 | 18 | 0 | 0 | 0 | 0 | 0 | 0 | 290 | 0 | 0 | 0 | 0 | 0 | 0 | 0
2023-05-15 21:00 | 19 | 0 | 0 | 0 | 0 | 0 | 0 | 290 | 0 | 0 | 0 | 0 | 0 | 0 | 0
2023-05-15 21:30 | 20 | 0 | 0 | 0 | 0 | 0 | 0 | 290 | 0 | 0 | 0 | 0 | 0 | 0 | 0
2023-05-15 22:00 | 21 | 0 | 0 | 0 | 0 | 0 | 0 | 190 | 0 | 0 | 0 | 0 | 0 | 0 | 0
2023-05-15 22:30 | 22 | 0 | 0 | 0 | 0 | 0 | 0 | 190 | 0 | 0 | 0 | 0 | 0 | 0 | 0
2023-05-15 23:00 | 23 | 0 | 0 | 0 | 0 | 0 | 0 | 190 | 0 | 0 | 0 | 0 | 0 | 0 | 0
2023-05-15 23:30 | 24 | 0 | 0 | 0 | 0 | 0 | 0 | 190 | 0 | 0 | 0 | 0 | 0 | 0 | 0
2023-05-16 | 1 | 0 | 0 | 0 | 0 | 0 | 0 | 190 | 0 | 0 | 0 | 0 | 0 | 0 | 0
2023-05-16 00:30 | 2 | 0 | 0 | 0 | 0 | 0 | 0 | 190 | 0 | 0 | 0 | 0 | 0 | 0 | 0
2023-05-16 01:00 | 3 | 0 | 0 | 0 | 0 | 0 | 0 | 190 | 0 | 0 | 0 | 0 | 0 | 0 | 0
2023-05-16 01:30 | 4 | 0 | 0 | 0 | 0 | 0 | 0 | 190 | 0 | 0 | 0 | 0 | 0 | 0 | 0
2023-05-16 02:00 | 5 | 0 | 0 | 0 | 0 | 0 | 0 | 190 | 0 | 0 | 0 | 0 | 0 | 0 | 0
2023-05-16 02:30 | 6 | 0 | 0 | 0 | 0 | 0 | 0 | 190 | 0 | 0 | 0 | 0 | 0 | 0 | 0
2023-05-16 03:00 | 7 | 0 | 0 | 0 | 0 | 0 | 0 | 190 | 0 | 0 | 0 | 0 | 0 | 0 | 0
2023-05-16 03:30 | 8 | 0 | 0 | 0 | 0 | 0 | 0 | 190 | 0 | 0 | 0 | 0 | 0 | 0 | 0
2023-05-16 04:00 | 9 | 0 | 0 | 0 | 0 | 0 | 0 | 190 | 0 | 0 | 0 | 0 | 0 | 0 | 0
2023-05-16 04:30 | 10 | 0 | 0 | 0 | 0 | 0 | 0 | 190 | 0 | 0 | 0 | 0 | 0 | 0 | 0
2023-05-16 05:00 | 11 | 0 | 0 | 0 | 0 | 0 | 0 | 190 | 0 | 0 | 0 | 0 | 0 | 0 | 0
2023-05-16 05:30 | 12 | 0 | 0 | 0 | 0 | 0 | 0 | 290 | 0 | 0 | 0 | 0 | 0 | 0 | 0
2023-05-16 06:00 | 13 | 0 | 0 | 0 | 0 | 0 | 0 | 290 | 0 | 0 | 0 | 0 | 0 | 0 | 0
2023-05-16 06:30 | 14 | 0 | 0 | 0 | 0 | 0 | 0 | 290 | 0 | 0 | 0 | 0 | 0 | 0 | 0
2023-05-16 07:00 | 15 | 0 | 0 | 0 | 0 | 0 | 0 | 290 | 0 | 0 | 0 | 0 | 0 | 0 | 0
2023-05-16 07:30 | 16 | 0 | 0 | 0 | 0 | 0 | 0 | 290 | 0 | 0 | 0 | 0 | 0 | 0 | 0
2023-05-16 08:00 | 17 | 0 | 0 | 0 | 0 | 0 | 0 | 290 | 0 | 0 | 0 | 0 | 0 | 0 | 0
2023-05-16 08:30 | 18 | 0 | 0 | 0 | 0 | 0 | 0 | 290 | 0 | 0 | 0 | 0 | 0 | 0 | 0
2023-05-16 09:00 | 19 | 0 | 0 | 0 | 0 | 0 | 0 | 290 | 0 | 0 | 0 | 0 | 0 | 0 | 0
2023-05-16 09:30 | 20 | 0 | 0 | 0 | 0 | 0 | 0 | 290 | 0 | 0 | 0 | 0 | 0 | 0 | 0
2023-05-16 10:00 | 21 | 0 | 0 | 0 | 0 | 0 | 0 | 190 | 0 | 0 | 0 | 0 | 0 | 0 | 0
2023-05-16 10:30 | 22 | 0 | 0 | 0 | 0 | 0 | 0 | 190 | 0 | 0 | 0 | 0 | 0 | 0 | 0
2023-05-16 11:00 | 23 | 0 | 0 | 0 | 0 | 0 | 0 | 190 | 0 | 0 | 0 | 0 | 0 | 0 | 0
2023-05-16 11:30 | 24 | 0 | 0 | 0 | 0 | 0 | 0 | 190 | 0 | 0 | 0 | 0 | 0 | 0 | 0
2023-05-16 12:00 | 1 | 0 | 0 | 0 | 0 | 0 | 0 | 190 | 0 | 0 | 0 | 0 | 0 | 0 | 0
2023-05-16 12:30 | 2 | 0 | 0 | 0 | 0 | 0 | 0 | 190 | 0 | 0 | 0 | 0 | 0 | 0 | 0
2023-05-16 13:00 | 3 | 0 | 0 | 0 | 0 | 0 | 0 | 190 | 0 | 0 | 0 | 0 | 0 | 0 | 0
2023-05-16 13:30 | 4 | 0 | 0 | 0 | 0 | 0 | 0 | 190 | 0 | 0 | 0 | 0 | 0 | 0 | 0
2023-05-16 14:00 | 5 | 0 | 0 | 0 | 0 | 0 | 0 | 190 | 0 | 0 | 0 | 0 | 0 | 0 | 0
2023-05-16 14:30 | 6 | 0 | 0 | 0 | 0 | 0 | 0 | 190 | 0 | 0 | 0 | 0 | 0 | 0 | 0
2023-05-16 15:00 | 7 | 0 | 0 | 0 | 0 | 0 | 0 | 190 | 0 | 0 | 0 | 0 | 0 | 0 | 0
2023-05-16 15:30 | 8 | 0 | 0 | 0 | 0 | 0 | 0 | 190 | 0 | 0 | 0 | 0 | 0 | 0 | 0
2023-05-16 16:00 | 9 | 0 | 0 | 0 | 0 | 0 | 0 | 190 | 0 | 0 | 0 | 0 | 0 | 0 | 0
2023-05-16 16:30 | 10 | 0 | 0 | 0 | 0 | 0 | 0 | 190 | 0 | 0 | 0 | 0 | 0 | 0 | 0
2023-05-16 17:00 | 11 | 0 | 0 | 0 | 0 | 0 | 0 | 190 | 0 | 0 | 0 | 0 | 0 | 0 | 0
2023-05-16 17:30 | 12 | 0 | 0 | 0 | 0 | 0 | 0 | 290 | 0 | 0 | 0 | 0 | 0 | 0 | 0
2023-05-16 18:00 | 13 | 0 | 0 | 0 | 0 | 0 | 0 | 290 | 0 | 0 | 0 | 0 | 0 | 0 | 0
2023-05-16 18:30 | 14 | 0 | 0 | 0 | 0 | 0 | 0 | 290 | 0 | 0 | 0 | 0 | 0 | 0 | 0
2023-05-16 19:00 | 15 | 0 | 0 | 0 | 0 | 0 | 0 | 290 | 0 | 0 | 0 | 0 | 0 | 0 | 0
2023-05-16 19:30 | 16 | 0 | 0 | 0 | 0 | 0 | 0 | 290 | 0 | 0 | 0 | 0 | 0 | 0 | 0
2023-05-16 20:00 | 17 | 0 | 0 | 0 | 0 | 0 | 0 | 290 | 0 | 0 | 0 | 0 | 0 | 0 | 0
2023-05-16 20:30 | 18 | 0 | 0 | 0 | 0 | 0 | 0 | 290 | 0 | 0 | 0 | 0 | 0 | 0 | 0
2023-05-16 21:00 | 19 | 0 | 0 | 0 | 0 | 0 | 0 | 290 | 0 | 0 | 0 | 0 | 0 | 0 | 0
2023-05-16 21:30 | 20 | 0 | 0 | 0 | 0 | 0 | 0 | 290 | 0 | 0 | 0 | 0 | 0 | 0 | 0
2023-05-16 22:00 | 21 | 0 | 0 | 0 | 0 | 0 | 0 | 190 | 0 | 0 | 0 | 0 | 0 | 0 | 0
2023-05-16 22:30 | 22 | 0 | 0 | 0 | 0 | 0 | 0 | 190 | 0 | 0 | 0 | 0 | 0 | 0 | 0
2023-05-16 23:00 | 23 | 0 | 0 | 0 | 0 | 0 | 0 | 190 | 0 | 0 | 0 | 0 | 0 | 0 | 0
2023-05-16 23:30 | 24 | 0 | 0 | 0 | 0 | 0 | 0 | 190 | 0 | 0 | 0 | 0 | 0 | 0 | 0
2023-05-17 | 1 | 0 | 0 | 0 | 0 | 0 | 0 | 190 | 0 | 0 | 0 | 0 | 0 | 0 | 0
2023-05-17 00:30 | 2 | 0 | 0 | 0 | 0 | 0 | 0 | 190 | 0 | 0 | 0 | 0 | 0 | 0 | 0
2023-05-17 01:00 | 3 | 0 | 0 | 0 | 0 | 0 | 0 | 190 | 0 | 0 | 0 | 0 | 0 | 0 | 0
2023-05-17 01:30 | 4 | 0 | 0 | 0 | 0 | 0 | 0 | 190 | 0 | 0 | 0 | 0 | 0 | 0 | 0
2023-05-17 02:00 | 5 | 0 | 0 | 0 | 0 | 0 | 0 | 190 | 0 | 0 | 0 | 0 | 0 | 0 | 0
2023-05-17 02:30 | 6 | 0 | 0 | 0 | 0 | 0 | 0 | 190 | 0 | 0 | 0 | 0 | 0 | 0 | 0
2023-05-17 03:00 | 7 | 0 | 0 | 0 | 0 | 0 | 0 | 190 | 0 | 0 | 0 | 0 | 0 | 0 | 0
2023-05-17 03:30 | 8 | 0 | 0 | 0 | 0 | 0 | 0 | 190 | 0 | 0 | 0 | 0 | 0 | 0 | 0
2023-05-17 04:00 | 9 | 0 | 0 | 0 | 0 | 0 | 0 | 190 | 0 | 0 | 0 | 0 | 0 | 0 | 0
2023-05-17 04:30 | 10 | 0 | 0 | 0 | 0 | 0 | 0 | 190 | 0 | 0 | 0 | 0 | 0 | 0 | 0
2023-05-17 05:00 | 11 | 0 | 0 | 0 | 0 | 0 | 0 | 190 | 0 | 0 | 0 | 0 | 0 | 0 | 0
2023-05-17 05:30 | 12 | 0 | 0 | 0 | 0 | 0 | 0 | 290 | 0 | 0 | 0 | 0 | 0 | 0 | 0
2023-05-17 06:00 | 13 | 0 | 0 | 0 | 0 | 0 | 0 | 290 | 0 | 0 | 0 | 0 | 0 | 0 | 0
2023-05-17 06:30 | 14 | 0 | 0 | 0 | 0 | 0 | 0 | 290 | 0 | 0 | 0 | 0 | 0 | 0 | 0
2023-05-17 07:00 | 15 | 0 | 0 | 0 | 0 | 0 | 0 | 290 | 0 | 0 | 0 | 0 | 0 | 0 | 0
2023-05-17 07:30 | 16 | 0 | 0 | 0 | 0 | 0 | 0 | 290 | 0 | 0 | 0 | 0 | 0 | 0 | 0
2023-05-17 08:00 | 17 | 0 | 0 | 0 | 0 | 0 | 0 | 290 | 0 | 0 | 0 | 0 | 0 | 0 | 0
2023-05-17 08:30 | 18 | 0 | 0 | 0 | 0 | 0 | 0 | 290 | 0 | 0 | 0 | 0 | 0 | 0 | 0
2023-05-17 09:00 | 19 | 0 | 0 | 0 | 0 | 0 | 0 | 290 | 0 | 0 | 0 | 0 | 0 | 0 | 0
2023-05-17 09:30 | 20 | 0 | 0 | 0 | 0 | 0 | 0 | 290 | 0 | 0 | 0 | 0 | 0 | 0 | 0
2023-05-17 10:00 | 21 | 0 | 0 | 0 | 0 | 0 | 0 | 190 | 0 | 0 | 0 | 0 | 0 | 0 | 0
2023-05-17 10:30 | 22 | 0 | 0 | 0 | 0 | 0 | 0 | 190 | 0 | 0 | 0 | 0 | 0 | 0 | 0
2023-05-17 11:00 | 23 | 0 | 0 | 0 | 0 | 0 | 0 | 190 | 0 | 0 | 0 | 0 | 0 | 0 | 0
2023-05-17 11:30 | 24 | 0 | 0 | 0 | 0 | 0 | 0 | 190 | 0 | 0 | 0 | 0 | 0 | 0 | 0
2023-05-17 12:00 | 1 | 0 | 0 | 0 | 0 | 0 | 0 | 190 | 0 | 0 | 0 | 0 | 0 | 0 | 0
2023-05-17 12:30 | 2 | 0 | 0 | 0 | 0 | 0 | 0 | 190 | 0 | 0 | 0 | 0 | 0 | 0 | 0
2023-05-17 13:00 | 3 | 0 | 0 | 0 | 0 | 0 | 0 | 190 | 0 | 0 | 0 | 0 | 0 | 0 | 0
2023-05-17 13:30 | 4 | 0 | 0 | 0 | 0 | 0 | 0 | 190 | 0 | 0 | 0 | 0 | 0 | 0 | 0
2023-05-17 14:00 | 5 | 0 | 0 | 0 | 0 | 0 | 0 | 190 | 0 | 0 | 0 | 0 | 0 | 0 | 0
2023-05-17 14:30 | 6 | 0 | 0 | 0 | 0 | 0 | 0 | 190 | 0 | 0 | 0 | 0 | 0 | 0 | 0
2023-05-17 15:00 | 7 | 0 | 0 | 0 | 0 | 0 | 0 | 190 | 0 | 0 | 0 | 0 | 0 | 0 | 0
2023-05-17 15:30 | 8 | 0 | 0 | 0 | 0 | 0 | 0 | 190 | 0 | 0 | 0 | 0 | 0 | 0 | 0
2023-05-17 16:00 | 9 | 0 | 0 | 0 | 0 | 0 | 0 | 190 | 0 | 0 | 0 | 0 | 0 | 0 | 0
2023-05-17 16:30 | 10 | 0 | 0 | 0 | 0 | 0 | 0 | 190 | 0 | 0 | 0 | 0 | 0 | 0 | 0
2023-05-17 17:00 | 11 | 0 | 0 | 0 | 0 | 0 | 0 | 190 | 0 | 0 | 0 | 0 | 0 | 0 | 0
2023-05-17 17:30 | 12 | 0 | 0 | 0 | 0 | 0 | 0 | 290 | 0 | 0 | 0 | 0 | 0 | 0 | 0
2023-05-17 18:00 | 13 | 0 | 0 | 0 | 0 | 0 | 0 | 290 | 0 | 0 | 0 | 0 | 0 | 0 | 0
2023-05-17 18:30 | 14 | 0 | 0 | 0 | 0 | 0 | 0 | 290 | 0 | 0 | 0 | 0 | 0 | 0 | 0
2023-05-17 19:00 | 15 | 0 | 0 | 0 | 0 | 0 | 0 | 290 | 0 | 0 | 0 | 0 | 0 | 0 | 0
2023-05-17 19:30 | 16 | 0 | 0 | 0 | 0 | 0 | 0 | 290 | 0 | 0 | 0 | 0 | 0 | 0 | 0
2023-05-17 20:00 | 17 | 0 | 0 | 0 | 0 | 0 | 0 | 290 | 0 | 0 | 0 | 0 | 0 | 0 | 0
2023-05-17 20:30 | 18 | 0 | 0 | 0 | 0 | 0 | 0 | 290 | 0 | 0 | 0 | 0 | 0 | 0 | 0
2023-05-17 21:00 | 19 | 0 | 0 | 0 | 0 | 0 | 0 | 290 | 0 | 0 | 0 | 0 | 0 | 0 | 0
2023-05-17 21:30 | 20 | 0 | 0 | 0 | 0 | 0 | 0 | 290 | 0 | 0 | 0 | 0 | 0 | 0 | 0
2023-05-17 22:00 | 21 | 0 | 0 | 0 | 0 | 0 | 0 | 190 | 0 | 0 | 0 | 0 | 0 | 0 | 0
2023-05-17 22:30 | 22 | 0 | 0 | 0 | 0 | 0 | 0 | 190 | 0 | 0 | 0 | 0 | 0 | 0 | 0
2023-05-17 23:00 | 23 | 0 | 0 | 0 | 0 | 0 | 0 | 190 | 0 | 0 | 0 | 0 | 0 | 0 | 0
2023-05-17 23:30 | 24 | 0 | 0 | 0 | 0 | 0 | 0 | 190 | 0 | 0 | 0 | 0 | 0 | 0 | 0
2023-05-18 | 1 | 0 | 0 | 0 | 0 | 0 | 0 | 190 | 0 | 0 | 0 | 0 | 0 | 0 | 0
2023-05-18 00:30 | 2 | 0 | 0 | 0 | 0 | 0 | 0 | 190 | 0 | 0 | 0 | 0 | 0 | 0 | 0
2023-05-18 01:00 | 3 | 0 | 0 | 0 | 0 | 0 | 0 | 190 | 0 | 0 | 0 | 0 | 0 | 0 | 0
2023-05-18 01:30 | 4 | 0 | 0 | 0 | 0 | 0 | 0 | 190 | 0 | 0 | 0 | 0 | 0 | 0 | 0
2023-05-18 02:00 | 5 | 0 | 0 | 0 | 0 | 0 | 0 | 190 | 0 | 0 | 0 | 0 | 0 | 0 | 0
2023-05-18 02:30 | 6 | 0 | 0 | 0 | 0 | 0 | 0 | 190 | 0 | 0 | 0 | 0 | 0 | 0 | 0
2023-05-18 03:00 | 7 | 0 | 0 | 0 | 0 | 0 | 0 | 190 | 0 | 0 | 0 | 0 | 0 | 0 | 0
2023-05-18 03:30 | 8 | 0 | 0 | 0 | 0 | 0 | 0 | 190 | 0 | 0 | 0 | 0 | 0 | 0 | 0
2023-05-18 04:00 | 9 | 0 | 0 | 0 | 0 | 0 | 0 | 190 | 0 | 0 | 0 | 0 | 0 | 0 | 0
2023-05-18 04:30 | 10 | 0 | 0 | 0 | 0 | 0 | 0 | 190 | 0 | 0 | 0 | 0 | 0 | 0 | 0
2023-05-18 05:00 | 11 | 0 | 0 | 0 | 0 | 0 | 0 | 190 | 0 | 0 | 0 | 0 | 0 | 0 | 0
2023-05-18 05:30 | 12 | 0 | 0 | 0 | 0 | 0 | 0 | 290 | 0 | 0 | 0 | 0 | 0 | 0 | 0
2023-05-18 06:00 | 13 | 0 | 0 | 0 | 0 | 0 | 0 | 290 | 0 | 0 | 0 | 0 | 0 | 0 | 0
2023-05-18 06:30 | 14 | 0 | 0 | 0 | 0 | 0 | 0 | 290 | 0 | 0 | 0 | 0 | 0 | 0 | 0
2023-05-18 07:00 | 15 | 0 | 0 | 0 | 0 | 0 | 0 | 290 | 0 | 0 | 0 | 0 | 0 | 0 | 0
2023-05-18 07:30 | 16 | 0 | 0 | 0 | 0 | 0 | 0 | 290 | 0 | 0 | 0 | 0 | 0 | 0 | 0
2023-05-18 08:00 | 17 | 0 | 0 | 0 | 0 | 0 | 0 | 290 | 0 | 0 | 0 | 0 | 0 | 0 | 0
2023-05-18 08:30 | 18 | 0 | 0 | 0 | 0 | 0 | 0 | 290 | 0 | 0 | 0 | 0 | 0 | 0 | 0
2023-05-18 09:00 | 19 | 0 | 0 | 0 | 0 | 0 | 0 | 290 | 0 | 0 | 0 | 0 | 0 | 0 | 0
2023-05-18 09:30 | 20 | 0 | 0 | 0 | 0 | 0 | 0 | 290 | 0 | 0 | 0 | 0 | 0 | 0 | 0
2023-05-18 10:00 | 21 | 0 | 0 | 0 | 0 | 0 | 0 | 190 | 0 | 0 | 0 | 0 | 0 | 0 | 0
2023-05-18 10:30 | 22 | 0 | 0 | 0 | 0 | 0 | 0 | 190 | 0 | 0 | 0 | 0 | 0 | 0 | 0
2023-05-18 11:00 | 23 | 0 | 0 | 0 | 0 | 0 | 0 | 190 | 0 | 0 | 0 | 0 | 0 | 0 | 0
2023-05-18 11:30 | 24 | 0 | 0 | 0 | 0 | 0 | 0 | 190 | 0 | 0 | 0 | 0 | 0 | 0 | 0
2023-05-18 12:00 | 1 | 0 | 0 | 0 | 0 | 0 | 0 | 190 | 0 | 0 | 0 | 0 | 0 | 0 | 0
2023-05-18 12:30 | 2 | 0 | 0 | 0 | 0 | 0 | 0 | 190 | 0 | 0 | 0 | 0 | 0 | 0 | 0
2023-05-18 13:00 | 3 | 0 | 0 | 0 | 0 | 0 | 0 | 190 | 0 | 0 | 0 | 0 | 0 | 0 | 0
2023-05-18 13:30 | 4 | 0 | 0 | 0 | 0 | 0 | 0 | 190 | 0 | 0 | 0 | 0 | 0 | 0 | 0
2023-05-18 14:00 | 5 | 0 | 0 | 0 | 0 | 0 | 0 | 190 | 0 | 0 | 0 | 0 | 0 | 0 | 0
2023-05-18 14:30 | 6 | 0 | 0 | 0 | 0 | 0 | 0 | 190 | 0 | 0 | 0 | 0 | 0 | 0 | 0
2023-05-18 15:00 | 7 | 0 | 0 | 0 | 0 | 0 | 0 | 190 | 0 | 0 | 0 | 0 | 0 | 0 | 0
2023-05-18 15:30 | 8 | 0 | 0 | 0 | 0 | 0 | 0 | 190 | 0 | 0 | 0 | 0 | 0 | 0 | 0
2023-05-18 16:00 | 9 | 0 | 0 | 0 | 0 | 0 | 0 | 190 | 0 | 0 | 0 | 0 | 0 | 0 | 0
2023-05-18 16:30 | 10 | 0 | 0 | 0 | 0 | 0 | 0 | 190 | 0 | 0 | 0 | 0 | 0 | 0 | 0
2023-05-18 17:00 | 11 | 0 | 0 | 0 | 0 | 0 | 0 | 190 | 0 | 0 | 0 | 0 | 0 | 0 | 0
2023-05-18 17:30 | 12 | 0 | 0 | 0 | 0 | 0 | 0 | 290 | 0 | 0 | 0 | 0 | 0 | 0 | 0
2023-05-18 18:00 | 13 | 0 | 0 | 0 | 0 | 0 | 0 | 290 | 0 | 0 | 0 | 0 | 0 | 0 | 0
2023-05-18 18:30 | 14 | 0 | 0 | 0 | 0 | 0 | 0 | 290 | 0 | 0 | 0 | 0 | 0 | 0 | 0
2023-05-18 19:00 | 15 | 0 | 0 | 0 | 0 | 0 | 0 | 290 | 0 | 0 | 0 | 0 | 0 | 0 | 0
2023-05-18 19:30 | 16 | 0 | 0 | 0 | 0 | 0 | 0 | 290 | 0 | 0 | 0 | 0 | 0 | 0 | 0
2023-05-18 20:00 | 17 | 0 | 0 | 0 | 0 | 0 | 0 | 290 | 0 | 0 | 0 | 0 | 0 | 0 | 0
2023-05-18 20:30 | 18 | 0 | 0 | 0 | 0 | 0 | 0 | 290 | 0 | 0 | 0 | 0 | 0 | 0 | 0
2023-05-18 21:00 | 19 | 0 | 0 | 0 | 0 | 0 | 0 | 290 | 0 | 0 | 0 | 0 | 0 | 0 | 0
2023-05-18 21:30 | 20 | 0 | 0 | 0 | 0 | 0 | 0 | 290 | 0 | 0 | 0 | 0 | 0 | 0 | 0
2023-05-18 22:00 | 21 | 0 | 0 | 0 | 0 | 0 | 0 | 190 | 0 | 0 | 0 | 0 | 0 | 0 | 0
2023-05-18 22:30 | 22 | 0 | 0 | 0 | 0 | 0 | 0 | 190 | 0 | 0 | 0 | 0 | 0 | 0 | 0
2023-05-18 23:00 | 23 | 0 | 0 | 0 | 0 | 0 | 0 | 190 | 0 | 0 | 0 | 0 | 0 | 0 | 0
2023-05-18 23:30 | 24 | 0 | 0 | 0 | 0 | 0 | 0 | 190 | 0 | 0 | 0 | 0 | 0 | 0 | 0
2023-05-19 | 1 | 0 | 0 | 0 | 0 | 0 | 0 | 190 | 0 | 0 | 0 | 0 | 0 | 0 | 0
2023-05-19 00:30 | 2 | 0 | 0 | 0 | 0 | 0 | 0 | 190 | 0 | 0 | 0 | 0 | 0 | 0 | 0
2023-05-19 01:00 | 3 | 0 | 0 | 0 | 0 | 0 | 0 | 190 | 0 | 0 | 0 | 0 | 0 | 0 | 0
2023-05-19 01:30 | 4 | 0 | 0 | 0 | 0 | 0 | 0 | 190 | 0 | 0 | 0 | 0 | 0 | 0 | 0
2023-05-19 02:00 | 5 | 0 | 0 | 0 | 0 | 0 | 0 | 190 | 0 | 0 | 0 | 0 | 0 | 0 | 0
2023-05-19 02:30 | 6 | 0 | 0 | 0 | 0 | 0 | 0 | 190 | 0 | 0 | 0 | 0 | 0 | 0 | 0
2023-05-19 03:00 | 7 | 0 | 0 | 0 | 0 | 0 | 0 | 190 | 0 | 0 | 0 | 0 | 0 | 0 | 0
2023-05-19 03:30 | 8 | 0 | 0 | 0 | 0 | 0 | 0 | 190 | 0 | 0 | 0 | 0 | 0 | 0 | 0
2023-05-19 04:00 | 9 | 0 | 0 | 0 | 0 | 0 | 0 | 190 | 0 | 0 | 0 | 0 | 0 | 0 | 0
2023-05-19 04:30 | 10 | 0 | 0 | 0 | 0 | 0 | 0 | 190 | 0 | 0 | 0 | 0 | 0 | 0 | 0
2023-05-19 05:00 | 11 | 0 | 0 | 0 | 0 | 0 | 0 | 190 | 0 | 0 | 0 | 0 | 0 | 0 | 0
2023-05-19 05:30 | 12 | 0 | 0 | 0 | 0 | 0 | 0 | 290 | 0 | 0 | 0 | 0 | 0 | 0 | 0
2023-05-19 06:00 | 13 | 0 | 0 | 0 | 0 | 0 | 0 | 290 | 0 | 0 | 0 | 0 | 0 | 0 | 0
2023-05-19 06:30 | 14 | 0 | 0 | 0 | 0 | 0 | 0 | 290 | 0 | 0 | 0 | 0 | 0 | 0 | 0
2023-05-19 07:00 | 15 | 0 | 0 | 0 | 0 | 0 | 0 | 290 | 0 | 0 | 0 | 0 | 0 | 0 | 0
2023-05-19 07:30 | 16 | 0 | 0 | 0 | 0 | 0 | 0 | 290 | 0 | 0 | 0 | 0 | 0 | 0 | 0
2023-05-19 08:00 | 17 | 0 | 0 | 0 | 0 | 0 | 0 | 290 | 0 | 0 | 0 | 0 | 0 | 0 | 0
2023-05-19 08:30 | 18 | 0 | 0 | 0 | 0 | 0 | 0 | 290 | 0 | 0 | 0 | 0 | 0 | 0 | 0
2023-05-19 09:00 | 19 | 0 | 0 | 0 | 0 | 0 | 0 | 290 | 0 | 0 | 0 | 0 | 0 | 0 | 0
2023-05-19 09:30 | 20 | 0 | 0 | 0 | 0 | 0 | 0 | 290 | 0 | 0 | 0 | 0 | 0 | 0 | 0
2023-05-19 10:00 | 21 | 0 | 0 | 0 | 0 | 0 | 0 | 190 | 0 | 0 | 0 | 0 | 0 | 0 | 0
2023-05-19 10:30 | 22 | 0 | 0 | 0 | 0 | 0 | 0 | 190 | 0 | 0 | 0 | 0 | 0 | 0 | 0
2023-05-19 11:00 | 23 | 0 | 0 | 0 | 0 | 0 | 0 | 190 | 0 | 0 | 0 | 0 | 0 | 0 | 0
2023-05-19 11:30 | 24 | 0 | 0 | 0 | 0 | 0 | 0 | 190 | 0 | 0 | 0 | 0 | 0 | 0 | 0
2023-05-19 12:00 | 1 | 0 | 0 | 0 | 0 | 0 | 0 | 190 | 0 | 0 | 0 | 0 | 0 | 0 | 0
2023-05-19 12:30 | 2 | 0 | 0 | 0 | 0 | 0 | 0 | 190 | 0 | 0 | 0 | 0 | 0 | 0 | 0
2023-05-19 13:00 | 3 | 0 | 0 | 0 | 0 | 0 | 0 | 190 | 0 | 0 | 0 | 0 | 0 | 0 | 0
2023-05-19 13:30 | 4 | 0 | 0 | 0 | 0 | 0 | 0 | 190 | 0 | 0 | 0 | 0 | 0 | 0 | 0
2023-05-19 14:00 | 5 | 0 | 0 | 0 | 0 | 0 | 0 | 190 | 0 | 0 | 0 | 0 | 0 | 0 | 0
2023-05-19 14:30 | 6 | 0 | 0 | 0 | 0 | 0 | 0 | 190 | 0 | 0 | 0 | 0 | 0 | 0 | 0
2023-05-19 15:00 | 7 | 0 | 0 | 0 | 0 | 0 | 0 | 190 | 0 | 0 | 0 | 0 | 0 | 0 | 0
2023-05-19 15:30 | 8 | 0 | 0 | 0 | 0 | 0 | 0 | 190 | 0 | 0 | 0 | 0 | 0 | 0 | 0
2023-05-19 16:00 | 9 | 0 | 0 | 0 | 0 | 0 | 0 | 190 | 0 | 0 | 0 | 0 | 0 | 0 | 0
2023-05-19 16:30 | 10 | 0 | 0 | 0 | 0 | 0 | 0 | 190 | 0 | 0 | 0 | 0 | 0 | 0 | 0
2023-05-19 17:00 | 11 | 0 | 0 | 0 | 0 | 0 | 0 | 190 | 0 | 0 | 0 | 0 | 0 | 0 | 0
2023-05-19 17:30 | 12 | 0 | 0 | 0 | 0 | 0 | 0 | 290 | 0 | 0 | 0 | 0 | 0 | 0 | 0
2023-05-19 18:00 | 13 | 0 | 0 | 0 | 0 | 0 | 0 | 290 | 0 | 0 | 0 | 0 | 0 | 0 | 0
2023-05-19 18:30 | 14 | 0 | 0 | 0 | 0 | 0 | 0 | 290 | 0 | 0 | 0 | 0 | 0 | 0 | 0
2023-05-19 19:00 | 15 | 0 | 0 | 0 | 0 | 0 | 0 | 290 | 0 | 0 | 0 | 0 | 0 | 0 | 0
2023-05-19 19:30 | 16 | 0 | 0 | 0 | 0 | 0 | 0 | 290 | 0 | 0 | 0 | 0 | 0 | 0 | 0
2023-05-19 20:00 | 17 | 0 | 0 | 0 | 0 | 0 | 0 | 290 | 0 | 0 | 0 | 0 | 0 | 0 | 0
2023-05-19 20:30 | 18 | 0 | 0 | 0 | 0 | 0 | 0 | 290 | 0 | 0 | 0 | 0 | 0 | 0 | 0
2023-05-19 21:00 | 19 | 0 | 0 | 0 | 0 | 0 | 0 | 290 | 0 | 0 | 0 | 0 | 0 | 0 | 0
2023-05-19 21:30 | 20 | 0 | 0 | 0 | 0 | 0 | 0 | 290 | 0 | 0 | 0 | 0 | 0 | 0 | 0
2023-05-19 22:00 | 21 | 0 | 0 | 0 | 0 | 0 | 0 | 190 | 0 | 0 | 0 | 0 | 0 | 0 | 0
2023-05-19 22:30 | 22 | 0 | 0 | 0 | 0 | 0 | 0 | 190 | 0 | 0 | 0 | 0 | 0 | 0 | 0
2023-05-19 23:00 | 23 | 0 | 0 | 0 | 0 | 0 | 0 | 190 | 0 | 0 | 0 | 0 | 0 | 0 | 0
2023-05-19 23:30 | 24 | 0 | 0 | 0 | 0 | 0 | 0 | 190 | 0 | 0 | 0 | 0 | 0 | 0 | 0
2023-05-20 | 1 | 0 | 0 | 0 | 0 | 0 | 0 | 190 | 0 | 0 | 0 | 0 | 0 | 0 | 0
2023-05-20 00:30 | 2 | 0 | 0 | 0 | 0 | 0 | 0 | 190 | 0 | 0 | 0 | 0 | 0 | 0 | 0
2023-05-20 01:00 | 3 | 0 | 0 | 0 | 0 | 0 | 0 | 190 | 0 | 0 | 0 | 0 | 0 | 0 | 0
2023-05-20 01:30 | 4 | 0 | 0 | 0 | 0 | 0 | 0 | 190 | 0 | 0 | 0 | 0 | 0 | 0 | 0
2023-05-20 02:00 | 5 | 0 | 0 | 0 | 0 | 0 | 0 | 190 | 0 | 0 | 0 | 0 | 0 | 0 | 0
2023-05-20 02:30 | 6 | 0 | 0 | 0 | 0 | 0 | 0 | 190 | 0 | 0 | 0 | 0 | 0 | 0 | 0
2023-05-20 03:00 | 7 | 0 | 0 | 0 | 0 | 0 | 0 | 190 | 0 | 0 | 0 | 0 | 0 | 0 | 0
2023-05-20 03:30 | 8 | 0 | 0 | 0 | 0 | 0 | 0 | 190 | 0 | 0 | 0 | 0 | 0 | 0 | 0
2023-05-20 04:00 | 9 | 0 | 0 | 0 | 0 | 0 | 0 | 190 | 0 | 0 | 0 | 0 | 0 | 0 | 0
2023-05-20 04:30 | 10 | 0 | 0 | 0 | 0 | 0 | 0 | 190 | 0 | 0 | 0 | 0 | 0 | 0 | 0
2023-05-20 05:00 | 11 | 0 | 0 | 0 | 0 | 0 | 0 | 190 | 0 | 0 | 0 | 0 | 0 | 0 | 0
2023-05-20 05:30 | 12 | 0 | 0 | 0 | 0 | 0 | 0 | 290 | 0 | 0 | 0 | 0 | 0 | 0 | 0
2023-05-20 06:00 | 13 | 0 | 0 | 0 | 0 | 0 | 0 | 290 | 0 | 0 | 0 | 0 | 0 | 0 | 0
2023-05-20 06:30 | 14 | 0 | 0 | 0 | 0 | 0 | 0 | 290 | 0 | 0 | 0 | 0 | 0 | 0 | 0
2023-05-20 07:00 | 15 | 0 | 0 | 0 | 0 | 0 | 0 | 290 | 0 | 0 | 0 | 0 | 0 | 0 | 0
2023-05-20 07:30 | 16 | 0 | 0 | 0 | 0 | 0 | 0 | 290 | 0 | 0 | 0 | 0 | 0 | 0 | 0
2023-05-20 08:00 | 17 | 0 | 0 | 0 | 0 | 0 | 0 | 290 | 0 | 0 | 0 | 0 | 0 | 0 | 0
2023-05-20 08:30 | 18 | 0 | 0 | 0 | 0 | 0 | 0 | 290 | 0 | 0 | 0 | 0 | 0 | 0 | 0
2023-05-20 09:00 | 19 | 0 | 0 | 0 | 0 | 0 | 0 | 290 | 0 | 0 | 0 | 0 | 0 | 0 | 0
2023-05-20 09:30 | 20 | 0 | 0 | 0 | 0 | 0 | 0 | 290 | 0 | 0 | 0 | 0 | 0 | 0 | 0
2023-05-20 10:00 | 21 | 0 | 0 | 0 | 0 | 0 | 0 | 190 | 0 | 0 | 0 | 0 | 0 | 0 | 0
2023-05-20 10:30 | 22 | 0 | 0 | 0 | 0 | 0 | 0 | 190 | 0 | 0 | 0 | 0 | 0 | 0 | 0
2023-05-20 11:00 | 23 | 0 | 0 | 0 | 0 | 0 | 0 | 190 | 0 | 0 | 0 | 0 | 0 | 0 | 0
2023-05-20 11:30 | 24 | 0 | 0 | 0 | 0 | 0 | 0 | 190 | 0 | 0 | 0 | 0 | 0 | 0 | 0
2023-05-20 12:00 | 1 | 0 | 0 | 0 | 0 | 0 | 0 | 190 | 0 | 0 | 0 | 0 | 0 | 0 | 0
2023-05-20 12:30 | 2 | 0 | 0 | 0 | 0 | 0 | 0 | 190 | 0 | 0 | 0 | 0 | 0 | 0 | 0
2023-05-20 13:00 | 3 | 0 | 0 | 0 | 0 | 0 | 0 | 190 | 0 | 0 | 0 | 0 | 0 | 0 | 0
2023-05-20 13:30 | 4 | 0 | 0 | 0 | 0 | 0 | 0 | 190 | 0 | 0 | 0 | 0 | 0 | 0 | 0
2023-05-20 14:00 | 5 | 0 | 0 | 0 | 0 | 0 | 0 | 190 | 0 | 0 | 0 | 0 | 0 | 0 | 0
2023-05-20 14:30 | 6 | 0 | 0 | 0 | 0 | 0 | 0 | 190 | 0 | 0 | 0 | 0 | 0 | 0 | 0
2023-05-20 15:00 | 7 | 0 | 0 | 0 | 0 | 0 | 0 | 190 | 0 | 0 | 0 | 0 | 0 | 0 | 0
2023-05-20 15:30 | 8 | 0 | 0 | 0 | 0 | 0 | 0 | 190 | 0 | 0 | 0 | 0 | 0 | 0 | 0
2023-05-20 16:00 | 9 | 0 | 0 | 0 | 0 | 0 | 0 | 190 | 0 | 0 | 0 | 0 | 0 | 0 | 0
2023-05-20 16:30 | 10 | 0 | 0 | 0 | 0 | 0 | 0 | 190 | 0 | 0 | 0 | 0 | 0 | 0 | 0
2023-05-20 17:00 | 11 | 0 | 0 | 0 | 0 | 0 | 0 | 190 | 0 | 0 | 0 | 0 | 0 | 0 | 0
2023-05-20 17:30 | 12 | 0 | 0 | 0 | 0 | 0 | 0 | 290 | 0 | 0 | 0 | 0 | 0 | 0 | 0
2023-05-20 18:00 | 13 | 0 | 0 | 0 | 0 | 0 | 0 | 290 | 0 | 0 | 0 | 0 | 0 | 0 | 0
2023-05-20 18:30 | 14 | 0 | 0 | 0 | 0 | 0 | 0 | 290 | 0 | 0 | 0 | 0 | 0 | 0 | 0
2023-05-20 19:00 | 15 | 0 | 0 | 0 | 0 | 0 | 0 | 290 | 0 | 0 | 0 | 0 | 0 | 0 | 0
2023-05-20 19:30 | 16 | 0 | 0 | 0 | 0 | 0 | 0 | 290 | 0 | 0 | 0 | 0 | 0 | 0 | 0
2023-05-20 20:00 | 17 | 0 | 0 | 0 | 0 | 0 | 0 | 290 | 0 | 0 | 0 | 0 | 0 | 0 | 0
2023-05-20 20:30 | 18 | 0 | 0 | 0 | 0 | 0 | 0 | 290 | 0 | 0 | 0 | 0 | 0 | 0 | 0
2023-05-20 21:00 | 19 | 0 | 0 | 0 | 0 | 0 | 0 | 290 | 0 | 0 | 0 | 0 | 0 | 0 | 0
2023-05-20 21:30 | 20 | 0 | 0 | 0 | 0 | 0 | 0 | 290 | 0 | 0 | 0 | 0 | 0 | 0 | 0
2023-05-20 22:00 | 21 | 0 | 0 | 0 | 0 | 0 | 0 | 190 | 0 | 0 | 0 | 0 | 0 | 0 | 0
2023-05-20 22:30 | 22 | 0 | 0 | 0 | 0 | 0 | 0 | 190 | 0 | 0 | 0 | 0 | 0 | 0 | 0
2023-05-20 23:00 | 23 | 0 | 0 | 0 | 0 | 0 | 0 | 190 | 0 | 0 | 0 | 0 | 0 | 0 | 0
2023-05-20 23:30 | 24 | 0 | 0 | 0 | 0 | 0 | 0 | 190 | 0 | 0 | 0 | 0 | 0 | 0 | 0
2023-05-21 | 1 | 0 | 0 | 0 | 0 | 0 | 0 | 190 | 0 | 0 | 0 | 0 | 0 | 0 | 0
2023-05-21 00:30 | 2 | 0 | 0 | 0 | 0 | 0 | 0 | 190 | 0 | 0 | 0 | 0 | 0 | 0 | 0
2023-05-21 01:00 | 3 | 0 | 0 | 0 | 0 | 0 | 0 | 190 | 0 | 0 | 0 | 0 | 0 | 0 | 0
2023-05-21 01:30 | 4 | 0 | 0 | 0 | 0 | 0 | 0 | 190 | 0 | 0 | 0 | 0 | 0 | 0 | 0
2023-05-21 02:00 | 5 | 0 | 0 | 0 | 0 | 0 | 0 | 190 | 0 | 0 | 0 | 0 | 0 | 0 | 0
2023-05-21 02:30 | 6 | 0 | 0 | 0 | 0 | 0 | 0 | 190 | 0 | 0 | 0 | 0 | 0 | 0 | 0
2023-05-21 03:00 | 7 | 0 | 0 | 0 | 0 | 0 | 0 | 190 | 0 | 0 | 0 | 0 | 0 | 0 | 0
2023-05-21 03:30 | 8 | 0 | 0 | 0 | 0 | 0 | 0 | 190 | 0 | 0 | 0 | 0 | 0 | 0 | 0
2023-05-21 04:00 | 9 | 0 | 0 | 0 | 0 | 0 | 0 | 190 | 0 | 0 | 0 | 0 | 0 | 0 | 0
2023-05-21 04:30 | 10 | 0 | 0 | 0 | 0 | 0 | 0 | 190 | 0 | 0 | 0 | 0 | 0 | 0 | 0
2023-05-21 05:00 | 11 | 0 | 0 | 0 | 0 | 0 | 0 | 190 | 0 | 0 | 0 | 0 | 0 | 0 | 0
2023-05-21 05:30 | 12 | 0 | 0 | 0 | 0 | 0 | 0 | 290 | 0 | 0 | 0 | 0 | 0 | 0 | 0
2023-05-21 06:00 | 13 | 0 | 0 | 0 | 0 | 0 | 0 | 290 | 0 | 0 | 0 | 0 | 0 | 0 | 0
2023-05-21 06:30 | 14 | 0 | 0 | 0 | 0 | 0 | 0 | 290 | 0 | 0 | 0 | 0 | 0 | 0 | 0
2023-05-21 07:00 | 15 | 0 | 0 | 0 | 0 | 0 | 0 | 290 | 0 | 0 | 0 | 0 | 0 | 0 | 0
2023-05-21 07:30 | 16 | 0 | 0 | 0 | 0 | 0 | 0 | 290 | 0 | 0 | 0 | 0 | 0 | 0 | 0
2023-05-21 08:00 | 17 | 0 | 0 | 0 | 0 | 0 | 0 | 290 | 0 | 0 | 0 | 0 | 0 | 0 | 0
2023-05-21 08:30 | 18 | 0 | 0 | 0 | 0 | 0 | 0 | 290 | 0 | 0 | 0 | 0 | 0 | 0 | 0
2023-05-21 09:00 | 19 | 0 | 0 | 0 | 0 | 0 | 0 | 290 | 0 | 0 | 0 | 0 | 0 | 0 | 0
2023-05-21 09:30 | 20 | 0 | 0 | 0 | 0 | 0 | 0 | 290 | 0 | 0 | 0 | 0 | 0 | 0 | 0
2023-05-21 10:00 | 21 | 0 | 0 | 0 | 0 | 0 | 0 | 190 | 0 | 0 | 0 | 0 | 0 | 0 | 0
2023-05-21 10:30 | 22 | 0 | 0 | 0 | 0 | 0 | 0 | 190 | 0 | 0 | 0 | 0 | 0 | 0 | 0
2023-05-21 11:00 | 23 | 0 | 0 | 0 | 0 | 0 | 0 | 190 | 0 | 0 | 0 | 0 | 0 | 0 | 0
2023-05-21 11:30 | 24 | 0 | 0 | 0 | 0 | 0 | 0 | 190 | 0 | 0 | 0 | 0 | 0 | 0 | 0
2023-05-21 12:00 | 1 | 0 | 0 | 0 | 0 | 0 | 0 | 190 | 0 | 0 | 0 | 0 | 0 | 0 | 0
2023-05-21 12:30 | 2 | 0 | 0 | 0 | 0 | 0 | 0 | 190 | 0 | 0 | 0 | 0 | 0 | 0 | 0
2023-05-21 13:00 | 3 | 0 | 0 | 0 | 0 | 0 | 0 | 190 | 0 | 0 | 0 | 0 | 0 | 0 | 0
2023-05-21 13:30 | 4 | 0 | 0 | 0 | 0 | 0 | 0 | 190 | 0 | 0 | 0 | 0 | 0 | 0 | 0
2023-05-21 14:00 | 5 | 0 | 0 | 0 | 0 | 0 | 0 | 190 | 0 | 0 | 0 | 0 | 0 | 0 | 0
2023-05-21 14:30 | 6 | 0 | 0 | 0 | 0 | 0 | 0 | 190 | 0 | 0 | 0 | 0 | 0 | 0 | 0
2023-05-21 15:00 | 7 | 0 | 0 | 0 | 0 | 0 | 0 | 190 | 0 | 0 | 0 | 0 | 0 | 0 | 0
2023-05-21 15:30 | 8 | 0 | 0 | 0 | 0 | 0 | 0 | 190 | 0 | 0 | 0 | 0 | 0 | 0 | 0
2023-05-21 16:00 | 9 | 0 | 0 | 0 | 0 | 0 | 0 | 190 | 0 | 0 | 0 | 0 | 0 | 0 | 0
2023-05-21 16:30 | 10 | 0 | 0 | 0 | 0 | 0 | 0 | 190 | 0 | 0 | 0 | 0 | 0 | 0 | 0
2023-05-21 17:00 | 11 | 0 | 0 | 0 | 0 | 0 | 0 | 190 | 0 | 0 | 0 | 0 | 0 | 0 | 0
2023-05-21 17:30 | 12 | 0 | 0 | 0 | 0 | 0 | 0 | 290 | 0 | 0 | 0 | 0 | 0 | 0 | 0
2023-05-21 18:00 | 13 | 0 | 0 | 0 | 0 | 0 | 0 | 290 | 0 | 0 | 0 | 0 | 0 | 0 | 0
2023-05-21 18:30 | 14 | 0 | 0 | 0 | 0 | 0 | 0 | 290 | 0 | 0 | 0 | 0 | 0 | 0 | 0
2023-05-21 19:00 | 15 | 0 | 0 | 0 | 0 | 0 | 0 | 290 | 0 | 0 | 0 | 0 | 0 | 0 | 0
2023-05-21 19:30 | 16 | 0 | 0 | 0 | 0 | 0 | 0 | 290 | 0 | 0 | 0 | 0 | 0 | 0 | 0
2023-05-21 20:00 | 17 | 0 | 0 | 0 | 0 | 0 | 0 | 290 | 0 | 0 | 0 | 0 | 0 | 0 | 0
2023-05-21 20:30 | 18 | 0 | 0 | 0 | 0 | 0 | 0 | 290 | 0 | 0 | 0 | 0 | 0 | 0 | 0
2023-05-21 21:00 | 19 | 0 | 0 | 0 | 0 | 0 | 0 | 290 | 0 | 0 | 0 | 0 | 0 | 0 | 0
2023-05-21 21:30 | 20 | 0 | 0 | 0 | 0 | 0 | 0 | 290 | 0 | 0 | 0 | 0 | 0 | 0 | 0
2023-05-21 22:00 | 21 | 0 | 0 | 0 | 0 | 0 | 0 | 190 | 0 | 0 | 0 | 0 | 0 | 0 | 0
2023-05-21 22:30 | 22 | 0 | 0 | 0 | 0 | 0 | 0 | 190 | 0 | 0 | 0 | 0 | 0 | 0 | 0
2023-05-21 23:00 | 23 | 0 | 0 | 0 | 0 | 0 | 0 | 190 | 0 | 0 | 0 | 0 | 0 | 0 | 0
2023-05-21 23:30 | 24 | 0 | 0 | 0 | 0 | 0 | 0 | 190 | 0 | 0 | 0 | 0 | 0 | 0 | 0
2023-05-22 | 1 | 0 | 0 | 0 | 0 | 0 | 0 | 190 | 0 | 0 | 0 | 0 | 0 | 0 | 0
2023-05-22 00:30 | 2 | 0 | 0 | 0 | 0 | 0 | 0 | 190 | 0 | 0 | 0 | 0 | 0 | 0 | 0
2023-05-22 01:00 | 3 | 0 | 0 | 0 | 0 | 0 | 0 | 190 | 0 | 0 | 0 | 0 | 0 | 0 | 0
2023-05-22 01:30 | 4 | 0 | 0 | 0 | 0 | 0 | 0 | 190 | 0 | 0 | 0 | 0 | 0 | 0 | 0
2023-05-22 02:00 | 5 | 0 | 0 | 0 | 0 | 0 | 0 | 190 | 0 | 0 | 0 | 0 | 0 | 0 | 0
2023-05-22 02:30 | 6 | 0 | 0 | 0 | 0 | 0 | 0 | 190 | 0 | 0 | 0 | 0 | 0 | 0 | 0
2023-05-22 03:00 | 7 | 0 | 0 | 0 | 0 | 0 | 0 | 190 | 0 | 0 | 0 | 0 | 0 | 0 | 0
2023-05-22 03:30 | 8 | 0 | 0 | 0 | 0 | 0 | 0 | 190 | 0 | 0 | 0 | 0 | 0 | 0 | 0
2023-05-22 04:00 | 9 | 0 | 0 | 0 | 0 | 0 | 0 | 190 | 0 | 0 | 0 | 0 | 0 | 0 | 0
2023-05-22 04:30 | 10 | 0 | 0 | 0 | 0 | 0 | 0 | 190 | 0 | 0 | 0 | 0 | 0 | 0 | 0
2023-05-22 05:00 | 11 | 0 | 0 | 0 | 0 | 0 | 0 | 190 | 0 | 0 | 0 | 0 | 0 | 0 | 0
2023-05-22 05:30 | 12 | 0 | 0 | 0 | 0 | 0 | 0 | 290 | 0 | 0 | 0 | 0 | 0 | 0 | 0
2023-05-22 06:00 | 13 | 0 | 0 | 0 | 0 | 0 | 0 | 290 | 0 | 0 | 0 | 0 | 0 | 0 | 0
2023-05-22 06:30 | 14 | 0 | 0 | 0 | 0 | 0 | 0 | 290 | 0 | 0 | 0 | 0 | 0 | 0 | 0
2023-05-22 07:00 | 15 | 0 | 0 | 0 | 0 | 0 | 0 | 290 | 0 | 0 | 0 | 0 | 0 | 0 | 0
2023-05-22 07:30 | 16 | 0 | 0 | 0 | 0 | 0 | 0 | 290 | 0 | 0 | 0 | 0 | 0 | 0 | 0
2023-05-22 08:00 | 17 | 0 | 0 | 0 | 0 | 0 | 0 | 290 | 0 | 0 | 0 | 0 | 0 | 0 | 0
2023-05-22 08:30 | 18 | 0 | 0 | 0 | 0 | 0 | 0 | 290 | 0 | 0 | 0 | 0 | 0 | 0 | 0
2023-05-22 09:00 | 19 | 0 | 0 | 0 | 0 | 0 | 0 | 290 | 0 | 0 | 0 | 0 | 0 | 0 | 0
2023-05-22 09:30 | 20 | 0 | 0 | 0 | 0 | 0 | 0 | 290 | 0 | 0 | 0 | 0 | 0 | 0 | 0
2023-05-22 10:00 | 21 | 0 | 0 | 0 | 0 | 0 | 0 | 190 | 0 | 0 | 0 | 0 | 0 | 0 | 0
2023-05-22 10:30 | 22 | 0 | 0 | 0 | 0 | 0 | 0 | 190 | 0 | 0 | 0 | 0 | 0 | 0 | 0
2023-05-22 11:00 | 23 | 0 | 0 | 0 | 0 | 0 | 0 | 190 | 0 | 0 | 0 | 0 | 0 | 0 | 0
2023-05-22 11:30 | 24 | 0 | 0 | 0 | 0 | 0 | 0 | 190 | 0 | 0 | 0 | 0 | 0 | 0 | 0
2023-05-22 12:00 | 1 | 0 | 0 | 0 | 0 | 0 | 0 | 190 | 0 | 0 | 0 | 0 | 0 | 0 | 0
2023-05-22 12:30 | 2 | 0 | 0 | 0 | 0 | 0 | 0 | 190 | 0 | 0 | 0 | 0 | 0 | 0 | 0
2023-05-22 13:00 | 3 | 0 | 0 | 0 | 0 | 0 | 0 | 190 | 0 | 0 | 0 | 0 | 0 | 0 | 0
2023-05-22 13:30 | 4 | 0 | 0 | 0 | 0 | 0 | 0 | 190 | 0 | 0 | 0 | 0 | 0 | 0 | 0
2023-05-22 14:00 | 5 | 0 | 0 | 0 | 0 | 0 | 0 | 190 | 0 | 0 | 0 | 0 | 0 | 0 | 0
2023-05-22 14:30 | 6 | 0 | 0 | 0 | 0 | 0 | 0 | 190 | 0 | 0 | 0 | 0 | 0 | 0 | 0
2023-05-22 15:00 | 7 | 0 | 0 | 0 | 0 | 0 | 0 | 190 | 0 | 0 | 0 | 0 | 0 | 0 | 0
2023-05-22 15:30 | 8 | 0 | 0 | 0 | 0 | 0 | 0 | 190 | 0 | 0 | 0 | 0 | 0 | 0 | 0
2023-05-22 16:00 | 9 | 0 | 0 | 0 | 0 | 0 | 0 | 190 | 0 | 0 | 0 | 0 | 0 | 0 | 0
2023-05-22 16:30 | 10 | 0 | 0 | 0 | 0 | 0 | 0 | 190 | 0 | 0 | 0 | 0 | 0 | 0 | 0
2023-05-22 17:00 | 11 | 0 | 0 | 0 | 0 | 0 | 0 | 190 | 0 | 0 | 0 | 0 | 0 | 0 | 0
2023-05-22 17:30 | 12 | 0 | 0 | 0 | 0 | 0 | 0 | 290 | 0 | 0 | 0 | 0 | 0 | 0 | 0
2023-05-22 18:00 | 13 | 0 | 0 | 0 | 0 | 0 | 0 | 290 | 0 | 0 | 0 | 0 | 0 | 0 | 0
2023-05-22 18:30 | 14 | 0 | 0 | 0 | 0 | 0 | 0 | 290 | 0 | 0 | 0 | 0 | 0 | 0 | 0
2023-05-22 19:00 | 15 | 0 | 0 | 0 | 0 | 0 | 0 | 290 | 0 | 0 | 0 | 0 | 0 | 0 | 0
2023-05-22 19:30 | 16 | 0 | 0 | 0 | 0 | 0 | 0 | 290 | 0 | 0 | 0 | 0 | 0 | 0 | 0
2023-05-22 20:00 | 17 | 0 | 0 | 0 | 0 | 0 | 0 | 290 | 0 | 0 | 0 | 0 | 0 | 0 | 0
2023-05-22 20:30 | 18 | 0 | 0 | 0 | 0 | 0 | 0 | 290 | 0 | 0 | 0 | 0 | 0 | 0 | 0
2023-05-22 21:00 | 19 | 0 | 0 | 0 | 0 | 0 | 0 | 290 | 0 | 0 | 0 | 0 | 0 | 0 | 0
2023-05-22 21:30 | 20 | 0 | 0 | 0 | 0 | 0 | 0 | 290 | 0 | 0 | 0 | 0 | 0 | 0 | 0
2023-05-22 22:00 | 21 | 0 | 0 | 0 | 0 | 0 | 0 | 190 | 0 | 0 | 0 | 0 | 0 | 0 | 0
2023-05-22 22:30 | 22 | 0 | 0 | 0 | 0 | 0 | 0 | 190 | 0 | 0 | 0 | 0 | 0 | 0 | 0
2023-05-22 23:00 | 23 | 0 | 0 | 0 | 0 | 0 | 0 | 190 | 0 | 0 | 0 | 0 | 0 | 0 | 0
2023-05-22 23:30 | 24 | 0 | 0 | 0 | 0 | 0 | 0 | 190 | 0 | 0 | 0 | 0 | 0 | 0 | 0
2023-05-23 | 1 | 0 | 0 | 0 | 0 | 0 | 0 | 190 | 0 | 0 | 0 | 0 | 0 | 0 | 0
2023-05-23 00:30 | 2 | 0 | 0 | 0 | 0 | 0 | 0 | 190 | 0 | 0 | 0 | 0 | 0 | 0 | 0
2023-05-23 01:00 | 3 | 0 | 0 | 0 | 0 | 0 | 0 | 190 | 0 | 0 | 0 | 0 | 0 | 0 | 0
2023-05-23 01:30 | 4 | 0 | 0 | 0 | 0 | 0 | 0 | 190 | 0 | 0 | 0 | 0 | 0 | 0 | 0
2023-05-23 02:00 | 5 | 0 | 0 | 0 | 0 | 0 | 0 | 190 | 0 | 0 | 0 | 0 | 0 | 0 | 0
2023-05-23 02:30 | 6 | 0 | 0 | 0 | 0 | 0 | 0 | 190 | 0 | 0 | 0 | 0 | 0 | 0 | 0
2023-05-23 03:00 | 7 | 0 | 0 | 0 | 0 | 0 | 0 | 190 | 0 | 0 | 0 | 0 | 0 | 0 | 0
2023-05-23 03:30 | 8 | 0 | 0 | 0 | 0 | 0 | 0 | 190 | 0 | 0 | 0 | 0 | 0 | 0 | 0
2023-05-23 04:00 | 9 | 0 | 0 | 0 | 0 | 0 | 0 | 190 | 0 | 0 | 0 | 0 | 0 | 0 | 0
2023-05-23 04:30 | 10 | 0 | 0 | 0 | 0 | 0 | 0 | 190 | 0 | 0 | 0 | 0 | 0 | 0 | 0
2023-05-23 05:00 | 11 | 0 | 0 | 0 | 0 | 0 | 0 | 190 | 0 | 0 | 0 | 0 | 0 | 0 | 0
2023-05-23 05:30 | 12 | 0 | 0 | 0 | 0 | 0 | 0 | 290 | 0 | 0 | 0 | 0 | 0 | 0 | 0
2023-05-23 06:00 | 13 | 0 | 0 | 0 | 0 | 0 | 0 | 290 | 0 | 0 | 0 | 0 | 0 | 0 | 0
2023-05-23 06:30 | 14 | 0 | 0 | 0 | 0 | 0 | 0 | 290 | 0 | 0 | 0 | 0 | 0 | 0 | 0
2023-05-23 07:00 | 15 | 0 | 0 | 0 | 0 | 0 | 0 | 290 | 0 | 0 | 0 | 0 | 0 | 0 | 0
2023-05-23 07:30 | 16 | 0 | 0 | 0 | 0 | 0 | 0 | 290 | 0 | 0 | 0 | 0 | 0 | 0 | 0
2023-05-23 08:00 | 17 | 0 | 0 | 0 | 0 | 0 | 0 | 290 | 0 | 0 | 0 | 0 | 0 | 0 | 0
2023-05-23 08:30 | 18 | 0 | 0 | 0 | 0 | 0 | 0 | 290 | 0 | 0 | 0 | 0 | 0 | 0 | 0
2023-05-23 09:00 | 19 | 0 | 0 | 0 | 0 | 0 | 0 | 290 | 0 | 0 | 0 | 0 | 0 | 0 | 0
2023-05-23 09:30 | 20 | 0 | 0 | 0 | 0 | 0 | 0 | 290 | 0 | 0 | 0 | 0 | 0 | 0 | 0
2023-05-23 10:00 | 21 | 0 | 0 | 0 | 0 | 0 | 0 | 190 | 0 | 0 | 0 | 0 | 0 | 0 | 0
2023-05-23 10:30 | 22 | 0 | 0 | 0 | 0 | 0 | 0 | 190 | 0 | 0 | 0 | 0 | 0 | 0 | 0
2023-05-23 11:00 | 23 | 0 | 0 | 0 | 0 | 0 | 0 | 190 | 0 | 0 | 0 | 0 | 0 | 0 | 0
2023-05-23 11:30 | 24 | 0 | 0 | 0 | 0 | 0 | 0 | 190 | 0 | 0 | 0 | 0 | 0 | 0 | 0
2023-05-23 12:00 | 1 | 0 | 0 | 0 | 0 | 0 | 0 | 190 | 0 | 0 | 0 | 0 | 0 | 0 | 0
2023-05-23 12:30 | 2 | 0 | 0 | 0 | 0 | 0 | 0 | 190 | 0 | 0 | 0 | 0 | 0 | 0 | 0
2023-05-23 13:00 | 3 | 0 | 0 | 0 | 0 | 0 | 0 | 190 | 0 | 0 | 0 | 0 | 0 | 0 | 0
2023-05-23 13:30 | 4 | 0 | 0 | 0 | 0 | 0 | 0 | 190 | 0 | 0 | 0 | 0 | 0 | 0 | 0
2023-05-23 14:00 | 5 | 0 | 0 | 0 | 0 | 0 | 0 | 190 | 0 | 0 | 0 | 0 | 0 | 0 | 0
2023-05-23 14:30 | 6 | 0 | 0 | 0 | 0 | 0 | 0 | 190 | 0 | 0 | 0 | 0 | 0 | 0 | 0
2023-05-23 15:00 | 7 | 0 | 0 | 0 | 0 | 0 | 0 | 190 | 0 | 0 | 0 | 0 | 0 | 0 | 0
2023-05-23 15:30 | 8 | 0 | 0 | 0 | 0 | 0 | 0 | 190 | 0 | 0 | 0 | 0 | 0 | 0 | 0
2023-05-23 16:00 | 9 | 0 | 0 | 0 | 0 | 0 | 0 | 190 | 0 | 0 | 0 | 0 | 0 | 0 | 0
2023-05-23 16:30 | 10 | 0 | 0 | 0 | 0 | 0 | 0 | 190 | 0 | 0 | 0 | 0 | 0 | 0 | 0
2023-05-23 17:00 | 11 | 0 | 0 | 0 | 0 | 0 | 0 | 190 | 0 | 0 | 0 | 0 | 0 | 0 | 0
2023-05-23 17:30 | 12 | 0 | 0 | 0 | 0 | 0 | 0 | 290 | 0 | 0 | 0 | 0 | 0 | 0 | 0
2023-05-23 18:00 | 13 | 0 | 0 | 0 | 0 | 0 | 0 | 290 | 0 | 0 | 0 | 0 | 0 | 0 | 0
2023-05-23 18:30 | 14 | 0 | 0 | 0 | 0 | 0 | 0 | 290 | 0 | 0 | 0 | 0 | 0 | 0 | 0
2023-05-23 19:00 | 15 | 0 | 0 | 0 | 0 | 0 | 0 | 290 | 0 | 0 | 0 | 0 | 0 | 0 | 0
2023-05-23 19:30 | 16 | 0 | 0 | 0 | 0 | 0 | 0 | 290 | 0 | 0 | 0 | 0 | 0 | 0 | 0
2023-05-23 20:00 | 17 | 0 | 0 | 0 | 0 | 0 | 0 | 290 | 0 | 0 | 0 | 0 | 0 | 0 | 0
2023-05-23 20:30 | 18 | 0 | 0 | 0 | 0 | 0 | 0 | 290 | 0 | 0 | 0 | 0 | 0 | 0 | 0
2023-05-23 21:00 | 19 | 0 | 0 | 0 | 0 | 0 | 0 | 290 | 0 | 0 | 0 | 0 | 0 | 0 | 0
2023-05-23 21:30 | 20 | 0 | 0 | 0 | 0 | 0 | 0 | 290 | 0 | 0 | 0 | 0 | 0 | 0 | 0
2023-05-23 22:00 | 21 | 0 | 0 | 0 | 0 | 0 | 0 | 190 | 0 | 0 | 0 | 0 | 0 | 0 | 0
2023-05-23 22:30 | 22 | 0 | 0 | 0 | 0 | 0 | 0 | 190 | 0 | 0 | 0 | 0 | 0 | 0 | 0
2023-05-23 23:00 | 23 | 0 | 0 | 0 | 0 | 0 | 0 | 190 | 0 | 0 | 0 | 0 | 0 | 0 | 0
2023-05-23 23:30 | 24 | 0 | 0 | 0 | 0 | 0 | 0 | 190 | 0 | 0 | 0 | 0 | 0 | 0 | 0
2023-05-24 | 1 | 0 | 0 | 0 | 0 | 0 | 0 | 190 | 0 | 0 | 0 | 0 | 0 | 0 | 0
2023-05-24 00:30 | 2 | 0 | 0 | 0 | 0 | 0 | 0 | 190 | 0 | 0 | 0 | 0 | 0 | 0 | 0
2023-05-24 01:00 | 3 | 0 | 0 | 0 | 0 | 0 | 0 | 190 | 0 | 0 | 0 | 0 | 0 | 0 | 0
2023-05-24 01:30 | 4 | 0 | 0 | 0 | 0 | 0 | 0 | 190 | 0 | 0 | 0 | 0 | 0 | 0 | 0
2023-05-24 02:00 | 5 | 0 | 0 | 0 | 0 | 0 | 0 | 190 | 0 | 0 | 0 | 0 | 0 | 0 | 0
2023-05-24 02:30 | 6 | 0 | 0 | 0 | 0 | 0 | 0 | 190 | 0 | 0 | 0 | 0 | 0 | 0 | 0
2023-05-24 03:00 | 7 | 0 | 0 | 0 | 0 | 0 | 0 | 190 | 0 | 0 | 0 | 0 | 0 | 0 | 0
2023-05-24 03:30 | 8 | 0 | 0 | 0 | 0 | 0 | 0 | 190 | 0 | 0 | 0 | 0 | 0 | 0 | 0
2023-05-24 04:00 | 9 | 0 | 0 | 0 | 0 | 0 | 0 | 190 | 0 | 0 | 0 | 0 | 0 | 0 | 0
2023-05-24 04:30 | 10 | 0 | 0 | 0 | 0 | 0 | 0 | 190 | 0 | 0 | 0 | 0 | 0 | 0 | 0
2023-05-24 05:00 | 11 | 0 | 0 | 0 | 0 | 0 | 0 | 190 | 0 | 0 | 0 | 0 | 0 | 0 | 0
2023-05-24 05:30 | 12 | 0 | 0 | 0 | 0 | 0 | 0 | 290 | 0 | 0 | 0 | 0 | 0 | 0 | 0
2023-05-24 06:00 | 13 | 0 | 0 | 0 | 0 | 0 | 0 | 290 | 0 | 0 | 0 | 0 | 0 | 0 | 0
2023-05-24 06:30 | 14 | 0 | 0 | 0 | 0 | 0 | 0 | 290 | 0 | 0 | 0 | 0 | 0 | 0 | 0
2023-05-24 07:00 | 15 | 0 | 0 | 0 | 0 | 0 | 0 | 290 | 0 | 0 | 0 | 0 | 0 | 0 | 0
2023-05-24 07:30 | 16 | 0 | 0 | 0 | 0 | 0 | 0 | 290 | 0 | 0 | 0 | 0 | 0 | 0 | 0
2023-05-24 08:00 | 17 | 0 | 0 | 0 | 0 | 0 | 0 | 290 | 0 | 0 | 0 | 0 | 0 | 0 | 0
2023-05-24 08:30 | 18 | 0 | 0 | 0 | 0 | 0 | 0 | 290 | 0 | 0 | 0 | 0 | 0 | 0 | 0
2023-05-24 09:00 | 19 | 0 | 0 | 0 | 0 | 0 | 0 | 290 | 0 | 0 | 0 | 0 | 0 | 0 | 0
2023-05-24 09:30 | 20 | 0 | 0 | 0 | 0 | 0 | 0 | 290 | 0 | 0 | 0 | 0 | 0 | 0 | 0
2023-05-24 10:00 | 21 | 0 | 0 | 0 | 0 | 0 | 0 | 190 | 0 | 0 | 0 | 0 | 0 | 0 | 0
2023-05-24 10:30 | 22 | 0 | 0 | 0 | 0 | 0 | 0 | 190 | 0 | 0 | 0 | 0 | 0 | 0 | 0
2023-05-24 11:00 | 23 | 0 | 0 | 0 | 0 | 0 | 0 | 190 | 0 | 0 | 0 | 0 | 0 | 0 | 0
2023-05-24 11:30 | 24 | 0 | 0 | 0 | 0 | 0 | 0 | 190 | 0 | 0 | 0 | 0 | 0 | 0 | 0
2023-05-24 12:00 | 1 | 0 | 0 | 0 | 0 | 0 | 0 | 190 | 0 | 0 | 0 | 0 | 0 | 0 | 0
2023-05-24 12:30 | 2 | 0 | 0 | 0 | 0 | 0 | 0 | 190 | 0 | 0 | 0 | 0 | 0 | 0 | 0
2023-05-24 13:00 | 3 | 0 | 0 | 0 | 0 | 0 | 0 | 190 | 0 | 0 | 0 | 0 | 0 | 0 | 0
2023-05-24 13:30 | 4 | 0 | 0 | 0 | 0 | 0 | 0 | 190 | 0 | 0 | 0 | 0 | 0 | 0 | 0
2023-05-24 14:00 | 5 | 0 | 0 | 0 | 0 | 0 | 0 | 190 | 0 | 0 | 0 | 0 | 0 | 0 | 0
2023-05-24 14:30 | 6 | 0 | 0 | 0 | 0 | 0 | 0 | 190 | 0 | 0 | 0 | 0 | 0 | 0 | 0
2023-05-24 15:00 | 7 | 0 | 0 | 0 | 0 | 0 | 0 | 190 | 0 | 0 | 0 | 0 | 0 | 0 | 0
2023-05-24 15:30 | 8 | 0 | 0 | 0 | 0 | 0 | 0 | 190 | 0 | 0 | 0 | 0 | 0 | 0 | 0
2023-05-24 16:00 | 9 | 0 | 0 | 0 | 0 | 0 | 0 | 190 | 0 | 0 | 0 | 0 | 0 | 0 | 0
2023-05-24 16:30 | 10 | 0 | 0 | 0 | 0 | 0 | 0 | 190 | 0 | 0 | 0 | 0 | 0 | 0 | 0
2023-05-24 17:00 | 11 | 0 | 0 | 0 | 0 | 0 | 0 | 190 | 0 | 0 | 0 | 0 | 0 | 0 | 0
2023-05-24 17:30 | 12 | 0 | 0 | 0 | 0 | 0 | 0 | 290 | 0 | 0 | 0 | 0 | 0 | 0 | 0
2023-05-24 18:00 | 13 | 0 | 0 | 0 | 0 | 0 | 0 | 290 | 0 | 0 | 0 | 0 | 0 | 0 | 0
2023-05-24 18:30 | 14 | 0 | 0 | 0 | 0 | 0 | 0 | 290 | 0 | 0 | 0 | 0 | 0 | 0 | 0
2023-05-24 19:00 | 15 | 0 | 0 | 0 | 0 | 0 | 0 | 290 | 0 | 0 | 0 | 0 | 0 | 0 | 0
2023-05-24 19:30 | 16 | 0 | 0 | 0 | 0 | 0 | 0 | 290 | 0 | 0 | 0 | 0 | 0 | 0 | 0
2023-05-24 20:00 | 17 | 0 | 0 | 0 | 0 | 0 | 0 | 290 | 0 | 0 | 0 | 0 | 0 | 0 | 0
2023-05-24 20:30 | 18 | 0 | 0 | 0 | 0 | 0 | 0 | 290 | 0 | 0 | 0 | 0 | 0 | 0 | 0
2023-05-24 21:00 | 19 | 0 | 0 | 0 | 0 | 0 | 0 | 290 | 0 | 0 | 0 | 0 | 0 | 0 | 0
2023-05-24 21:30 | 20 | 0 | 0 | 0 | 0 | 0 | 0 | 290 | 0 | 0 | 0 | 0 | 0 | 0 | 0
2023-05-24 22:00 | 21 | 0 | 0 | 0 | 0 | 0 | 0 | 190 | 0 | 0 | 0 | 0 | 0 | 0 | 0
2023-05-24 22:30 | 22 | 0 | 0 | 0 | 0 | 0 | 0 | 190 | 0 | 0 | 0 | 0 | 0 | 0 | 0
2023-05-24 23:00 | 23 | 0 | 0 | 0 | 0 | 0 | 0 | 190 | 0 | 0 | 0 | 0 | 0 | 0 | 0
2023-05-24 23:30 | 24 | 0 | 0 | 0 | 0 | 0 | 0 | 190 | 0 | 0 | 0 | 0 | 0 | 0 | 0
2023-05-25 | 1 | 0 | 0 | 0 | 0 | 0 | 0 | 190 | 0 | 0 | 0 | 0 | 0 | 0 | 0
2023-05-25 00:30 | 2 | 0 | 0 | 0 | 0 | 0 | 0 | 190 | 0 | 0 | 0 | 0 | 0 | 0 | 0
2023-05-25 01:00 | 3 | 0 | 0 | 0 | 0 | 0 | 0 | 190 | 0 | 0 | 0 | 0 | 0 | 0 | 0
2023-05-25 01:30 | 4 | 0 | 0 | 0 | 0 | 0 | 0 | 190 | 0 | 0 | 0 | 0 | 0 | 0 | 0
2023-05-25 02:00 | 5 | 0 | 0 | 0 | 0 | 0 | 0 | 190 | 0 | 0 | 0 | 0 | 0 | 0 | 0
2023-05-25 02:30 | 6 | 0 | 0 | 0 | 0 | 0 | 0 | 190 | 0 | 0 | 0 | 0 | 0 | 0 | 0
2023-05-25 03:00 | 7 | 0 | 0 | 0 | 0 | 0 | 0 | 190 | 0 | 0 | 0 | 0 | 0 | 0 | 0
2023-05-25 03:30 | 8 | 0 | 0 | 0 | 0 | 0 | 0 | 190 | 0 | 0 | 0 | 0 | 0 | 0 | 0
2023-05-25 04:00 | 9 | 0 | 0 | 0 | 0 | 0 | 0 | 190 | 0 | 0 | 0 | 0 | 0 | 0 | 0
2023-05-25 04:30 | 10 | 0 | 0 | 0 | 0 | 0 | 0 | 190 | 0 | 0 | 0 | 0 | 0 | 0 | 0
2023-05-25 05:00 | 11 | 0 | 0 | 0 | 0 | 0 | 0 | 190 | 0 | 0 | 0 | 0 | 0 | 0 | 0
2023-05-25 05:30 | 12 | 0 | 0 | 0 | 0 | 0 | 0 | 290 | 0 | 0 | 0 | 0 | 0 | 0 | 0
2023-05-25 06:00 | 13 | 0 | 0 | 0 | 0 | 0 | 0 | 290 | 0 | 0 | 0 | 0 | 0 | 0 | 0
2023-05-25 06:30 | 14 | 0 | 0 | 0 | 0 | 0 | 0 | 290 | 0 | 0 | 0 | 0 | 0 | 0 | 0
2023-05-25 07:00 | 15 | 0 | 0 | 0 | 0 | 0 | 0 | 290 | 0 | 0 | 0 | 0 | 0 | 0 | 0
2023-05-25 07:30 | 16 | 0 | 0 | 0 | 0 | 0 | 0 | 290 | 0 | 0 | 0 | 0 | 0 | 0 | 0
2023-05-25 08:00 | 17 | 0 | 0 | 0 | 0 | 0 | 0 | 290 | 0 | 0 | 0 | 0 | 0 | 0 | 0
2023-05-25 08:30 | 18 | 0 | 0 | 0 | 0 | 0 | 0 | 290 | 0 | 0 | 0 | 0 | 0 | 0 | 0
2023-05-25 09:00 | 19 | 0 | 0 | 0 | 0 | 0 | 0 | 290 | 0 | 0 | 0 | 0 | 0 | 0 | 0
2023-05-25 09:30 | 20 | 0 | 0 | 0 | 0 | 0 | 0 | 290 | 0 | 0 | 0 | 0 | 0 | 0 | 0
2023-05-25 10:00 | 21 | 0 | 0 | 0 | 0 | 0 | 0 | 190 | 0 | 0 | 0 | 0 | 0 | 0 | 0
2023-05-25 10:30 | 22 | 0 | 0 | 0 | 0 | 0 | 0 | 190 | 0 | 0 | 0 | 0 | 0 | 0 | 0
2023-05-25 11:00 | 23 | 0 | 0 | 0 | 0 | 0 | 0 | 190 | 0 | 0 | 0 | 0 | 0 | 0 | 0
2023-05-25 11:30 | 24 | 0 | 0 | 0 | 0 | 0 | 0 | 190 | 0 | 0 | 0 | 0 | 0 | 0 | 0
2023-05-25 12:00 | 1 | 0 | 0 | 0 | 0 | 0 | 0 | 190 | 0 | 0 | 0 | 0 | 0 | 0 | 0
2023-05-25 12:30 | 2 | 0 | 0 | 0 | 0 | 0 | 0 | 190 | 0 | 0 | 0 | 0 | 0 | 0 | 0
2023-05-25 13:00 | 3 | 0 | 0 | 0 | 0 | 0 | 0 | 190 | 0 | 0 | 0 | 0 | 0 | 0 | 0
2023-05-25 13:30 | 4 | 0 | 0 | 0 | 0 | 0 | 0 | 190 | 0 | 0 | 0 | 0 | 0 | 0 | 0
2023-05-25 14:00 | 5 | 0 | 0 | 0 | 0 | 0 | 0 | 190 | 0 | 0 | 0 | 0 | 0 | 0 | 0
2023-05-25 14:30 | 6 | 0 | 0 | 0 | 0 | 0 | 0 | 190 | 0 | 0 | 0 | 0 | 0 | 0 | 0
2023-05-25 15:00 | 7 | 0 | 0 | 0 | 0 | 0 | 0 | 190 | 0 | 0 | 0 | 0 | 0 | 0 | 0
2023-05-25 15:30 | 8 | 0 | 0 | 0 | 0 | 0 | 0 | 190 | 0 | 0 | 0 | 0 | 0 | 0 | 0
2023-05-25 16:00 | 9 | 0 | 0 | 0 | 0 | 0 | 0 | 190 | 0 | 0 | 0 | 0 | 0 | 0 | 0
2023-05-25 16:30 | 10 | 0 | 0 | 0 | 0 | 0 | 0 | 190 | 0 | 0 | 0 | 0 | 0 | 0 | 0
2023-05-25 17:00 | 11 | 0 | 0 | 0 | 0 | 0 | 0 | 190 | 0 | 0 | 0 | 0 | 0 | 0 | 0
2023-05-25 17:30 | 12 | 0 | 0 | 0 | 0 | 0 | 0 | 290 | 0 | 0 | 0 | 0 | 0 | 0 | 0
2023-05-25 18:00 | 13 | 0 | 0 | 0 | 0 | 0 | 0 | 290 | 0 | 0 | 0 | 0 | 0 | 0 | 0
2023-05-25 18:30 | 14 | 0 | 0 | 0 | 0 | 0 | 0 | 290 | 0 | 0 | 0 | 0 | 0 | 0 | 0
2023-05-25 19:00 | 15 | 0 | 0 | 0 | 0 | 0 | 0 | 290 | 0 | 0 | 0 | 0 | 0 | 0 | 0
2023-05-25 19:30 | 16 | 0 | 0 | 0 | 0 | 0 | 0 | 290 | 0 | 0 | 0 | 0 | 0 | 0 | 0
2023-05-25 20:00 | 17 | 0 | 0 | 0 | 0 | 0 | 0 | 290 | 0 | 0 | 0 | 0 | 0 | 0 | 0
2023-05-25 20:30 | 18 | 0 | 0 | 0 | 0 | 0 | 0 | 290 | 0 | 0 | 0 | 0 | 0 | 0 | 0
2023-05-25 21:00 | 19 | 0 | 0 | 0 | 0 | 0 | 0 | 290 | 0 | 0 | 0 | 0 | 0 | 0 | 0
2023-05-25 21:30 | 20 | 0 | 0 | 0 | 0 | 0 | 0 | 290 | 0 | 0 | 0 | 0 | 0 | 0 | 0
2023-05-25 22:00 | 21 | 0 | 0 | 0 | 0 | 0 | 0 | 190 | 0 | 0 | 0 | 0 | 0 | 0 | 0
2023-05-25 22:30 | 22 | 0 | 0 | 0 | 0 | 0 | 0 | 190 | 0 | 0 | 0 | 0 | 0 | 0 | 0
2023-05-25 23:00 | 23 | 0 | 0 | 0 | 0 | 0 | 0 | 190 | 0 | 0 | 0 | 0 | 0 | 0 | 0
2023-05-25 23:30 | 24 | 0 | 0 | 0 | 0 | 0 | 0 | 190 | 0 | 0 | 0 | 0 | 0 | 0 | 0
2023-05-26 | 1 | 0 | 0 | 0 | 0 | 0 | 0 | 190 | 0 | 0 | 0 | 0 | 0 | 0 | 0
2023-05-26 00:30 | 2 | 0 | 0 | 0 | 0 | 0 | 0 | 190 | 0 | 0 | 0 | 0 | 0 | 0 | 0
2023-05-26 01:00 | 3 | 0 | 0 | 0 | 0 | 0 | 0 | 190 | 0 | 0 | 0 | 0 | 0 | 0 | 0
2023-05-26 01:30 | 4 | 0 | 0 | 0 | 0 | 0 | 0 | 190 | 0 | 0 | 0 | 0 | 0 | 0 | 0
2023-05-26 02:00 | 5 | 0 | 0 | 0 | 0 | 0 | 0 | 190 | 0 | 0 | 0 | 0 | 0 | 0 | 0
2023-05-26 02:30 | 6 | 0 | 0 | 0 | 0 | 0 | 0 | 190 | 0 | 0 | 0 | 0 | 0 | 0 | 0
2023-05-26 03:00 | 7 | 0 | 0 | 0 | 0 | 0 | 0 | 190 | 0 | 0 | 0 | 0 | 0 | 0 | 0
2023-05-26 03:30 | 8 | 0 | 0 | 0 | 0 | 0 | 0 | 190 | 0 | 0 | 0 | 0 | 0 | 0 | 0
2023-05-26 04:00 | 9 | 0 | 0 | 0 | 0 | 0 | 0 | 190 | 0 | 0 | 0 | 0 | 0 | 0 | 0
2023-05-26 04:30 | 10 | 0 | 0 | 0 | 0 | 0 | 0 | 190 | 0 | 0 | 0 | 0 | 0 | 0 | 0
2023-05-26 05:00 | 11 | 0 | 0 | 0 | 0 | 0 | 0 | 190 | 0 | 0 | 0 | 0 | 0 | 0 | 0
2023-05-26 05:30 | 12 | 0 | 0 | 0 | 0 | 0 | 0 | 290 | 0 | 0 | 0 | 0 | 0 | 0 | 0
2023-05-26 06:00 | 13 | 0 | 0 | 0 | 0 | 0 | 0 | 290 | 0 | 0 | 0 | 0 | 0 | 0 | 0
2023-05-26 06:30 | 14 | 0 | 0 | 0 | 0 | 0 | 0 | 290 | 0 | 0 | 0 | 0 | 0 | 0 | 0
2023-05-26 07:00 | 15 | 0 | 0 | 0 | 0 | 0 | 0 | 290 | 0 | 0 | 0 | 0 | 0 | 0 | 0
2023-05-26 07:30 | 16 | 0 | 0 | 0 | 0 | 0 | 0 | 290 | 0 | 0 | 0 | 0 | 0 | 0 | 0
2023-05-26 08:00 | 17 | 0 | 0 | 0 | 0 | 0 | 0 | 290 | 0 | 0 | 0 | 0 | 0 | 0 | 0
2023-05-26 08:30 | 18 | 0 | 0 | 0 | 0 | 0 | 0 | 290 | 0 | 0 | 0 | 0 | 0 | 0 | 0
2023-05-26 09:00 | 19 | 0 | 0 | 0 | 0 | 0 | 0 | 290 | 0 | 0 | 0 | 0 | 0 | 0 | 0
2023-05-26 09:30 | 20 | 0 | 0 | 0 | 0 | 0 | 0 | 290 | 0 | 0 | 0 | 0 | 0 | 0 | 0
2023-05-26 10:00 | 21 | 0 | 0 | 0 | 0 | 0 | 0 | 190 | 0 | 0 | 0 | 0 | 0 | 0 | 0
2023-05-26 10:30 | 22 | 0 | 0 | 0 | 0 | 0 | 0 | 190 | 0 | 0 | 0 | 0 | 0 | 0 | 0
2023-05-26 11:00 | 23 | 0 | 0 | 0 | 0 | 0 | 0 | 190 | 0 | 0 | 0 | 0 | 0 | 0 | 0
2023-05-26 11:30 | 24 | 0 | 0 | 0 | 0 | 0 | 0 | 190 | 0 | 0 | 0 | 0 | 0 | 0 | 0
2023-05-26 12:00 | 1 | 0 | 0 | 0 | 0 | 0 | 0 | 190 | 0 | 0 | 0 | 0 | 0 | 0 | 0
2023-05-26 12:30 | 2 | 0 | 0 | 0 | 0 | 0 | 0 | 190 | 0 | 0 | 0 | 0 | 0 | 0 | 0
2023-05-26 13:00 | 3 | 0 | 0 | 0 | 0 | 0 | 0 | 190 | 0 | 0 | 0 | 0 | 0 | 0 | 0
2023-05-26 13:30 | 4 | 0 | 0 | 0 | 0 | 0 | 0 | 190 | 0 | 0 | 0 | 0 | 0 | 0 | 0
2023-05-26 14:00 | 5 | 0 | 0 | 0 | 0 | 0 | 0 | 190 | 0 | 0 | 0 | 0 | 0 | 0 | 0
2023-05-26 14:30 | 6 | 0 | 0 | 0 | 0 | 0 | 0 | 190 | 0 | 0 | 0 | 0 | 0 | 0 | 0
2023-05-26 15:00 | 7 | 0 | 0 | 0 | 0 | 0 | 0 | 190 | 0 | 0 | 0 | 0 | 0 | 0 | 0
2023-05-26 15:30 | 8 | 0 | 0 | 0 | 0 | 0 | 0 | 190 | 0 | 0 | 0 | 0 | 0 | 0 | 0
2023-05-26 16:00 | 9 | 0 | 0 | 0 | 0 | 0 | 0 | 190 | 0 | 0 | 0 | 0 | 0 | 0 | 0
2023-05-26 16:30 | 10 | 0 | 0 | 0 | 0 | 0 | 0 | 190 | 0 | 0 | 0 | 0 | 0 | 0 | 0
2023-05-26 17:00 | 11 | 0 | 0 | 0 | 0 | 0 | 0 | 190 | 0 | 0 | 0 | 0 | 0 | 0 | 0
2023-05-26 17:30 | 12 | 0 | 0 | 0 | 0 | 0 | 0 | 290 | 0 | 0 | 0 | 0 | 0 | 0 | 0
2023-05-26 18:00 | 13 | 0 | 0 | 0 | 0 | 0 | 0 | 290 | 0 | 0 | 0 | 0 | 0 | 0 | 0
2023-05-26 18:30 | 14 | 0 | 0 | 0 | 0 | 0 | 0 | 290 | 0 | 0 | 0 | 0 | 0 | 0 | 0
2023-05-26 19:00 | 15 | 0 | 0 | 0 | 0 | 0 | 0 | 290 | 0 | 0 | 0 | 0 | 0 | 0 | 0
2023-05-26 19:30 | 16 | 0 | 0 | 0 | 0 | 0 | 0 | 290 | 0 | 0 | 0 | 0 | 0 | 0 | 0
2023-05-26 20:00 | 17 | 0 | 0 | 0 | 0 | 0 | 0 | 290 | 0 | 0 | 0 | 0 | 0 | 0 | 0
2023-05-26 20:30 | 18 | 0 | 0 | 0 | 0 | 0 | 0 | 290 | 0 | 0 | 0 | 0 | 0 | 0 | 0
2023-05-26 21:00 | 19 | 0 | 0 | 0 | 0 | 0 | 0 | 290 | 0 | 0 | 0 | 0 | 0 | 0 | 0
2023-05-26 21:30 | 20 | 0 | 0 | 0 | 0 | 0 | 0 | 290 | 0 | 0 | 0 | 0 | 0 | 0 | 0
2023-05-26 22:00 | 21 | 0 | 0 | 0 | 0 | 0 | 0 | 190 | 0 | 0 | 0 | 0 | 0 | 0 | 0
2023-05-26 22:30 | 22 | 0 | 0 | 0 | 0 | 0 | 0 | 190 | 0 | 0 | 0 | 0 | 0 | 0 | 0
2023-05-26 23:00 | 23 | 0 | 0 | 0 | 0 | 0 | 0 | 190 | 0 | 0 | 0 | 0 | 0 | 0 | 0
2023-05-26 23:30 | 24 | 0 | 0 | 0 | 0 | 0 | 0 | 190 | 0 | 0 | 0 | 0 | 0 | 0 | 0
2023-05-27 | 1 | 0 | 0 | 0 | 0 | 0 | 0 | 190 | 0 | 0 | 0 | 0 | 0 | 0 | 0
2023-05-27 00:30 | 2 | 0 | 0 | 0 | 0 | 0 | 0 | 190 | 0 | 0 | 0 | 0 | 0 | 0 | 0
2023-05-27 01:00 | 3 | 0 | 0 | 0 | 0 | 0 | 0 | 190 | 0 | 0 | 0 | 0 | 0 | 0 | 0
2023-05-27 01:30 | 4 | 0 | 0 | 0 | 0 | 0 | 0 | 190 | 0 | 0 | 0 | 0 | 0 | 0 | 0
2023-05-27 02:00 | 5 | 0 | 0 | 0 | 0 | 0 | 0 | 190 | 0 | 0 | 0 | 0 | 0 | 0 | 0
2023-05-27 02:30 | 6 | 0 | 0 | 0 | 0 | 0 | 0 | 190 | 0 | 0 | 0 | 0 | 0 | 0 | 0
2023-05-27 03:00 | 7 | 0 | 0 | 0 | 0 | 0 | 0 | 190 | 0 | 0 | 0 | 0 | 0 | 0 | 0
2023-05-27 03:30 | 8 | 0 | 0 | 0 | 0 | 0 | 0 | 190 | 0 | 0 | 0 | 0 | 0 | 0 | 0
2023-05-27 04:00 | 9 | 0 | 0 | 0 | 0 | 0 | 0 | 190 | 0 | 0 | 0 | 0 | 0 | 0 | 0
2023-05-27 04:30 | 10 | 0 | 0 | 0 | 0 | 0 | 0 | 190 | 0 | 0 | 0 | 0 | 0 | 0 | 0
2023-05-27 05:00 | 11 | 0 | 0 | 0 | 0 | 0 | 0 | 190 | 0 | 0 | 0 | 0 | 0 | 0 | 0
2023-05-27 05:30 | 12 | 0 | 0 | 0 | 0 | 0 | 0 | 290 | 0 | 0 | 0 | 0 | 0 | 0 | 0
2023-05-27 06:00 | 13 | 0 | 0 | 0 | 0 | 0 | 0 | 290 | 0 | 0 | 0 | 0 | 0 | 0 | 0
2023-05-27 06:30 | 14 | 0 | 0 | 0 | 0 | 0 | 0 | 290 | 0 | 0 | 0 | 0 | 0 | 0 | 0
2023-05-27 07:00 | 15 | 0 | 0 | 0 | 0 | 0 | 0 | 290 | 0 | 0 | 0 | 0 | 0 | 0 | 0
2023-05-27 07:30 | 16 | 0 | 0 | 0 | 0 | 0 | 0 | 290 | 0 | 0 | 0 | 0 | 0 | 0 | 0
2023-05-27 08:00 | 17 | 0 | 0 | 0 | 0 | 0 | 0 | 290 | 0 | 0 | 0 | 0 | 0 | 0 | 0
2023-05-27 08:30 | 18 | 0 | 0 | 0 | 0 | 0 | 0 | 290 | 0 | 0 | 0 | 0 | 0 | 0 | 0
2023-05-27 09:00 | 19 | 0 | 0 | 0 | 0 | 0 | 0 | 290 | 0 | 0 | 0 | 0 | 0 | 0 | 0
2023-05-27 09:30 | 20 | 0 | 0 | 0 | 0 | 0 | 0 | 290 | 0 | 0 | 0 | 0 | 0 | 0 | 0
2023-05-27 10:00 | 21 | 0 | 0 | 0 | 0 | 0 | 0 | 190 | 0 | 0 | 0 | 0 | 0 | 0 | 0
2023-05-27 10:30 | 22 | 0 | 0 | 0 | 0 | 0 | 0 | 190 | 0 | 0 | 0 | 0 | 0 | 0 | 0
2023-05-27 11:00 | 23 | 0 | 0 | 0 | 0 | 0 | 0 | 190 | 0 | 0 | 0 | 0 | 0 | 0 | 0
2023-05-27 11:30 | 24 | 0 | 0 | 0 | 0 | 0 | 0 | 190 | 0 | 0 | 0 | 0 | 0 | 0 | 0
2023-05-27 12:00 | 1 | 0 | 0 | 0 | 0 | 0 | 0 | 190 | 0 | 0 | 0 | 0 | 0 | 0 | 0
2023-05-27 12:30 | 2 | 0 | 0 | 0 | 0 | 0 | 0 | 190 | 0 | 0 | 0 | 0 | 0 | 0 | 0
2023-05-27 13:00 | 3 | 0 | 0 | 0 | 0 | 0 | 0 | 190 | 0 | 0 | 0 | 0 | 0 | 0 | 0
2023-05-27 13:30 | 4 | 0 | 0 | 0 | 0 | 0 | 0 | 190 | 0 | 0 | 0 | 0 | 0 | 0 | 0
2023-05-27 14:00 | 5 | 0 | 0 | 0 | 0 | 0 | 0 | 190 | 0 | 0 | 0 | 0 | 0 | 0 | 0
2023-05-27 14:30 | 6 | 0 | 0 | 0 | 0 | 0 | 0 | 190 | 0 | 0 | 0 | 0 | 0 | 0 | 0
2023-05-27 15:00 | 7 | 0 | 0 | 0 | 0 | 0 | 0 | 190 | 0 | 0 | 0 | 0 | 0 | 0 | 0
2023-05-27 15:30 | 8 | 0 | 0 | 0 | 0 | 0 | 0 | 190 | 0 | 0 | 0 | 0 | 0 | 0 | 0
2023-05-27 16:00 | 9 | 0 | 0 | 0 | 0 | 0 | 0 | 190 | 0 | 0 | 0 | 0 | 0 | 0 | 0
2023-05-27 16:30 | 10 | 0 | 0 | 0 | 0 | 0 | 0 | 190 | 0 | 0 | 0 | 0 | 0 | 0 | 0
2023-05-27 17:00 | 11 | 0 | 0 | 0 | 0 | 0 | 0 | 190 | 0 | 0 | 0 | 0 | 0 | 0 | 0
2023-05-27 17:30 | 12 | 0 | 0 | 0 | 0 | 0 | 0 | 290 | 0 | 0 | 0 | 0 | 0 | 0 | 0
2023-05-27 18:00 | 13 | 0 | 0 | 0 | 0 | 0 | 0 | 290 | 0 | 0 | 0 | 0 | 0 | 0 | 0
2023-05-27 18:30 | 14 | 0 | 0 | 0 | 0 | 0 | 0 | 290 | 0 | 0 | 0 | 0 | 0 | 0 | 0
2023-05-27 19:00 | 15 | 0 | 0 | 0 | 0 | 0 | 0 | 290 | 0 | 0 | 0 | 0 | 0 | 0 | 0
2023-05-27 19:30 | 16 | 0 | 0 | 0 | 0 | 0 | 0 | 290 | 0 | 0 | 0 | 0 | 0 | 0 | 0
2023-05-27 20:00 | 17 | 0 | 0 | 0 | 0 | 0 | 0 | 290 | 0 | 0 | 0 | 0 | 0 | 0 | 0
2023-05-27 20:30 | 18 | 0 | 0 | 0 | 0 | 0 | 0 | 290 | 0 | 0 | 0 | 0 | 0 | 0 | 0
2023-05-27 21:00 | 19 | 0 | 0 | 0 | 0 | 0 | 0 | 290 | 0 | 0 | 0 | 0 | 0 | 0 | 0
2023-05-27 21:30 | 20 | 0 | 0 | 0 | 0 | 0 | 0 | 290 | 0 | 0 | 0 | 0 | 0 | 0 | 0
2023-05-27 22:00 | 21 | 0 | 0 | 0 | 0 | 0 | 0 | 190 | 0 | 0 | 0 | 0 | 0 | 0 | 0
2023-05-27 22:30 | 22 | 0 | 0 | 0 | 0 | 0 | 0 | 190 | 0 | 0 | 0 | 0 | 0 | 0 | 0
2023-05-27 23:00 | 23 | 0 | 0 | 0 | 0 | 0 | 0 | 190 | 0 | 0 | 0 | 0 | 0 | 0 | 0
2023-05-27 23:30 | 24 | 0 | 0 | 0 | 0 | 0 | 0 | 190 | 0 | 0 | 0 | 0 | 0 | 0 | 0
2023-05-28 | 1 | 0 | 0 | 0 | 0 | 0 | 0 | 190 | 0 | 0 | 0 | 0 | 0 | 0 | 0
2023-05-28 00:30 | 2 | 0 | 0 | 0 | 0 | 0 | 0 | 190 | 0 | 0 | 0 | 0 | 0 | 0 | 0
2023-05-28 01:00 | 3 | 0 | 0 | 0 | 0 | 0 | 0 | 190 | 0 | 0 | 0 | 0 | 0 | 0 | 0
2023-05-28 01:30 | 4 | 0 | 0 | 0 | 0 | 0 | 0 | 190 | 0 | 0 | 0 | 0 | 0 | 0 | 0
2023-05-28 02:00 | 5 | 0 | 0 | 0 | 0 | 0 | 0 | 190 | 0 | 0 | 0 | 0 | 0 | 0 | 0
2023-05-28 02:30 | 6 | 0 | 0 | 0 | 0 | 0 | 0 | 190 | 0 | 0 | 0 | 0 | 0 | 0 | 0
2023-05-28 03:00 | 7 | 0 | 0 | 0 | 0 | 0 | 0 | 190 | 0 | 0 | 0 | 0 | 0 | 0 | 0
2023-05-28 03:30 | 8 | 0 | 0 | 0 | 0 | 0 | 0 | 190 | 0 | 0 | 0 | 0 | 0 | 0 | 0
2023-05-28 04:00 | 9 | 0 | 0 | 0 | 0 | 0 | 0 | 190 | 0 | 0 | 0 | 0 | 0 | 0 | 0
2023-05-28 04:30 | 10 | 0 | 0 | 0 | 0 | 0 | 0 | 190 | 0 | 0 | 0 | 0 | 0 | 0 | 0
2023-05-28 05:00 | 11 | 0 | 0 | 0 | 0 | 0 | 0 | 190 | 0 | 0 | 0 | 0 | 0 | 0 | 0
2023-05-28 05:30 | 12 | 0 | 0 | 0 | 0 | 0 | 0 | 290 | 0 | 0 | 0 | 0 | 0 | 0 | 0
2023-05-28 06:00 | 13 | 0 | 0 | 0 | 0 | 0 | 0 | 290 | 0 | 0 | 0 | 0 | 0 | 0 | 0
2023-05-28 06:30 | 14 | 0 | 0 | 0 | 0 | 0 | 0 | 290 | 0 | 0 | 0 | 0 | 0 | 0 | 0
2023-05-28 07:00 | 15 | 0 | 0 | 0 | 0 | 0 | 0 | 290 | 0 | 0 | 0 | 0 | 0 | 0 | 0
2023-05-28 07:30 | 16 | 0 | 0 | 0 | 0 | 0 | 0 | 290 | 0 | 0 | 0 | 0 | 0 | 0 | 0
2023-05-28 08:00 | 17 | 0 | 0 | 0 | 0 | 0 | 0 | 290 | 0 | 0 | 0 | 0 | 0 | 0 | 0
2023-05-28 08:30 | 18 | 0 | 0 | 0 | 0 | 0 | 0 | 290 | 0 | 0 | 0 | 0 | 0 | 0 | 0
2023-05-28 09:00 | 19 | 0 | 0 | 0 | 0 | 0 | 0 | 290 | 0 | 0 | 0 | 0 | 0 | 0 | 0
2023-05-28 09:30 | 20 | 0 | 0 | 0 | 0 | 0 | 0 | 290 | 0 | 0 | 0 | 0 | 0 | 0 | 0
2023-05-28 10:00 | 21 | 0 | 0 | 0 | 0 | 0 | 0 | 190 | 0 | 0 | 0 | 0 | 0 | 0 | 0
2023-05-28 10:30 | 22 | 0 | 0 | 0 | 0 | 0 | 0 | 190 | 0 | 0 | 0 | 0 | 0 | 0 | 0
2023-05-28 11:00 | 23 | 0 | 0 | 0 | 0 | 0 | 0 | 190 | 0 | 0 | 0 | 0 | 0 | 0 | 0
2023-05-28 11:30 | 24 | 0 | 0 | 0 | 0 | 0 | 0 | 190 | 0 | 0 | 0 | 0 | 0 | 0 | 0
2023-05-28 12:00 | 1 | 0 | 0 | 0 | 0 | 0 | 0 | 190 | 0 | 0 | 0 | 0 | 0 | 0 | 0
2023-05-28 12:30 | 2 | 0 | 0 | 0 | 0 | 0 | 0 | 190 | 0 | 0 | 0 | 0 | 0 | 0 | 0
2023-05-28 13:00 | 3 | 0 | 0 | 0 | 0 | 0 | 0 | 190 | 0 | 0 | 0 | 0 | 0 | 0 | 0
2023-05-28 13:30 | 4 | 0 | 0 | 0 | 0 | 0 | 0 | 190 | 0 | 0 | 0 | 0 | 0 | 0 | 0
2023-05-28 14:00 | 5 | 0 | 0 | 0 | 0 | 0 | 0 | 190 | 0 | 0 | 0 | 0 | 0 | 0 | 0
2023-05-28 14:30 | 6 | 0 | 0 | 0 | 0 | 0 | 0 | 190 | 0 | 0 | 0 | 0 | 0 | 0 | 0
2023-05-28 15:00 | 7 | 0 | 0 | 0 | 0 | 0 | 0 | 190 | 0 | 0 | 0 | 0 | 0 | 0 | 0
2023-05-28 15:30 | 8 | 0 | 0 | 0 | 0 | 0 | 0 | 190 | 0 | 0 | 0 | 0 | 0 | 0 | 0
2023-05-28 16:00 | 9 | 0 | 0 | 0 | 0 | 0 | 0 | 190 | 0 | 0 | 0 | 0 | 0 | 0 | 0
2023-05-28 16:30 | 10 | 0 | 0 | 0 | 0 | 0 | 0 | 190 | 0 | 0 | 0 | 0 | 0 | 0 | 0
2023-05-28 17:00 | 11 | 0 | 0 | 0 | 0 | 0 | 0 | 190 | 0 | 0 | 0 | 0 | 0 | 0 | 0
2023-05-28 17:30 | 12 | 0 | 0 | 0 | 0 | 0 | 0 | 290 | 0 | 0 | 0 | 0 | 0 | 0 | 0
2023-05-28 18:00 | 13 | 0 | 0 | 0 | 0 | 0 | 0 | 290 | 0 | 0 | 0 | 0 | 0 | 0 | 0
2023-05-28 18:30 | 14 | 0 | 0 | 0 | 0 | 0 | 0 | 290 | 0 | 0 | 0 | 0 | 0 | 0 | 0
2023-05-28 19:00 | 15 | 0 | 0 | 0 | 0 | 0 | 0 | 290 | 0 | 0 | 0 | 0 | 0 | 0 | 0
2023-05-28 19:30 | 16 | 0 | 0 | 0 | 0 | 0 | 0 | 290 | 0 | 0 | 0 | 0 | 0 | 0 | 0
2023-05-28 20:00 | 17 | 0 | 0 | 0 | 0 | 0 | 0 | 290 | 0 | 0 | 0 | 0 | 0 | 0 | 0
2023-05-28 20:30 | 18 | 0 | 0 | 0 | 0 | 0 | 0 | 290 | 0 | 0 | 0 | 0 | 0 | 0 | 0
2023-05-28 21:00 | 19 | 0 | 0 | 0 | 0 | 0 | 0 | 290 | 0 | 0 | 0 | 0 | 0 | 0 | 0
2023-05-28 21:30 | 20 | 0 | 0 | 0 | 0 | 0 | 0 | 290 | 0 | 0 | 0 | 0 | 0 | 0 | 0
2023-05-28 22:00 | 21 | 0 | 0 | 0 | 0 | 0 | 0 | 190 | 0 | 0 | 0 | 0 | 0 | 0 | 0
2023-05-28 22:30 | 22 | 0 | 0 | 0 | 0 | 0 | 0 | 190 | 0 | 0 | 0 | 0 | 0 | 0 | 0
2023-05-28 23:00 | 23 | 0 | 0 | 0 | 0 | 0 | 0 | 190 | 0 | 0 | 0 | 0 | 0 | 0 | 0
2023-05-28 23:30 | 24 | 0 | 0 | 0 | 0 | 0 | 0 | 190 | 0 | 0 | 0 | 0 | 0 | 0 | 0
2023-05-29 | 1 | 0 | 0 | 0 | 0 | 0 | 0 | 190 | 0 | 0 | 0 | 0 | 0 | 0 | 0
2023-05-29 00:30 | 2 | 0 | 0 | 0 | 0 | 0 | 0 | 190 | 0 | 0 | 0 | 0 | 0 | 0 | 0
2023-05-29 01:00 | 3 | 0 | 0 | 0 | 0 | 0 | 0 | 190 | 0 | 0 | 0 | 0 | 0 | 0 | 0
2023-05-29 01:30 | 4 | 0 | 0 | 0 | 0 | 0 | 0 | 190 | 0 | 0 | 0 | 0 | 0 | 0 | 0
2023-05-29 02:00 | 5 | 0 | 0 | 0 | 0 | 0 | 0 | 190 | 0 | 0 | 0 | 0 | 0 | 0 | 0
2023-05-29 02:30 | 6 | 0 | 0 | 0 | 0 | 0 | 0 | 190 | 0 | 0 | 0 | 0 | 0 | 0 | 0
2023-05-29 03:00 | 7 | 0 | 0 | 0 | 0 | 0 | 0 | 190 | 0 | 0 | 0 | 0 | 0 | 0 | 0
2023-05-29 03:30 | 8 | 0 | 0 | 0 | 0 | 0 | 0 | 190 | 0 | 0 | 0 | 0 | 0 | 0 | 0
2023-05-29 04:00 | 9 | 0 | 0 | 0 | 0 | 0 | 0 | 190 | 0 | 0 | 0 | 0 | 0 | 0 | 0
2023-05-29 04:30 | 10 | 0 | 0 | 0 | 0 | 0 | 0 | 190 | 0 | 0 | 0 | 0 | 0 | 0 | 0
2023-05-29 05:00 | 11 | 0 | 0 | 0 | 0 | 0 | 0 | 190 | 0 | 0 | 0 | 0 | 0 | 0 | 0
2023-05-29 05:30 | 12 | 0 | 0 | 0 | 0 | 0 | 0 | 290 | 0 | 0 | 0 | 0 | 0 | 0 | 0
2023-05-29 06:00 | 13 | 0 | 0 | 0 | 0 | 0 | 0 | 290 | 0 | 0 | 0 | 0 | 0 | 0 | 0
2023-05-29 06:30 | 14 | 0 | 0 | 0 | 0 | 0 | 0 | 290 | 0 | 0 | 0 | 0 | 0 | 0 | 0
2023-05-29 07:00 | 15 | 0 | 0 | 0 | 0 | 0 | 0 | 290 | 0 | 0 | 0 | 0 | 0 | 0 | 0
2023-05-29 07:30 | 16 | 0 | 0 | 0 | 0 | 0 | 0 | 290 | 0 | 0 | 0 | 0 | 0 | 0 | 0
2023-05-29 08:00 | 17 | 0 | 0 | 0 | 0 | 0 | 0 | 290 | 0 | 0 | 0 | 0 | 0 | 0 | 0
2023-05-29 08:30 | 18 | 0 | 0 | 0 | 0 | 0 | 0 | 290 | 0 | 0 | 0 | 0 | 0 | 0 | 0
2023-05-29 09:00 | 19 | 0 | 0 | 0 | 0 | 0 | 0 | 290 | 0 | 0 | 0 | 0 | 0 | 0 | 0
2023-05-29 09:30 | 20 | 0 | 0 | 0 | 0 | 0 | 0 | 290 | 0 | 0 | 0 | 0 | 0 | 0 | 0
2023-05-29 10:00 | 21 | 0 | 0 | 0 | 0 | 0 | 0 | 190 | 0 | 0 | 0 | 0 | 0 | 0 | 0
2023-05-29 10:30 | 22 | 0 | 0 | 0 | 0 | 0 | 0 | 190 | 0 | 0 | 0 | 0 | 0 | 0 | 0
2023-05-29 11:00 | 23 | 0 | 0 | 0 | 0 | 0 | 0 | 190 | 0 | 0 | 0 | 0 | 0 | 0 | 0
2023-05-29 11:30 | 24 | 0 | 0 | 0 | 0 | 0 | 0 | 190 | 0 | 0 | 0 | 0 | 0 | 0 | 0
2023-05-29 12:00 | 1 | 0 | 0 | 0 | 0 | 0 | 0 | 190 | 0 | 0 | 0 | 0 | 0 | 0 | 0
2023-05-29 12:30 | 2 | 0 | 0 | 0 | 0 | 0 | 0 | 190 | 0 | 0 | 0 | 0 | 0 | 0 | 0
2023-05-29 13:00 | 3 | 0 | 0 | 0 | 0 | 0 | 0 | 190 | 0 | 0 | 0 | 0 | 0 | 0 | 0
2023-05-29 13:30 | 4 | 0 | 0 | 0 | 0 | 0 | 0 | 190 | 0 | 0 | 0 | 0 | 0 | 0 | 0
2023-05-29 14:00 | 5 | 0 | 0 | 0 | 0 | 0 | 0 | 190 | 0 | 0 | 0 | 0 | 0 | 0 | 0
2023-05-29 14:30 | 6 | 0 | 0 | 0 | 0 | 0 | 0 | 190 | 0 | 0 | 0 | 0 | 0 | 0 | 0
2023-05-29 15:00 | 7 | 0 | 0 | 0 | 0 | 0 | 0 | 190 | 0 | 0 | 0 | 0 | 0 | 0 | 0
2023-05-29 15:30 | 8 | 0 | 0 | 0 | 0 | 0 | 0 | 190 | 0 | 0 | 0 | 0 | 0 | 0 | 0
2023-05-29 16:00 | 9 | 0 | 0 | 0 | 0 | 0 | 0 | 190 | 0 | 0 | 0 | 0 | 0 | 0 | 0
2023-05-29 16:30 | 10 | 0 | 0 | 0 | 0 | 0 | 0 | 190 | 0 | 0 | 0 | 0 | 0 | 0 | 0
2023-05-29 17:00 | 11 | 0 | 0 | 0 | 0 | 0 | 0 | 190 | 0 | 0 | 0 | 0 | 0 | 0 | 0
2023-05-29 17:30 | 12 | 0 | 0 | 0 | 0 | 0 | 0 | 290 | 0 | 0 | 0 | 0 | 0 | 0 | 0
2023-05-29 18:00 | 13 | 0 | 0 | 0 | 0 | 0 | 0 | 290 | 0 | 0 | 0 | 0 | 0 | 0 | 0
2023-05-29 18:30 | 14 | 0 | 0 | 0 | 0 | 0 | 0 | 290 | 0 | 0 | 0 | 0 | 0 | 0 | 0
2023-05-29 19:00 | 15 | 0 | 0 | 0 | 0 | 0 | 0 | 290 | 0 | 0 | 0 | 0 | 0 | 0 | 0
2023-05-29 19:30 | 16 | 0 | 0 | 0 | 0 | 0 | 0 | 290 | 0 | 0 | 0 | 0 | 0 | 0 | 0
2023-05-29 20:00 | 17 | 0 | 0 | 0 | 0 | 0 | 0 | 290 | 0 | 0 | 0 | 0 | 0 | 0 | 0
2023-05-29 20:30 | 18 | 0 | 0 | 0 | 0 | 0 | 0 | 290 | 0 | 0 | 0 | 0 | 0 | 0 | 0
2023-05-29 21:00 | 19 | 0 | 0 | 0 | 0 | 0 | 0 | 290 | 0 | 0 | 0 | 0 | 0 | 0 | 0
2023-05-29 21:30 | 20 | 0 | 0 | 0 | 0 | 0 | 0 | 290 | 0 | 0 | 0 | 0 | 0 | 0 | 0
2023-05-29 22:00 | 21 | 0 | 0 | 0 | 0 | 0 | 0 | 190 | 0 | 0 | 0 | 0 | 0 | 0 | 0
2023-05-29 22:30 | 22 | 0 | 0 | 0 | 0 | 0 | 0 | 190 | 0 | 0 | 0 | 0 | 0 | 0 | 0
2023-05-29 23:00 | 23 | 0 | 0 | 0 | 0 | 0 | 0 | 190 | 0 | 0 | 0 | 0 | 0 | 0 | 0
2023-05-29 23:30 | 24 | 0 | 0 | 0 | 0 | 0 | 0 | 190 | 0 | 0 | 0 | 0 | 0 | 0 | 0
2023-05-30 | 1 | 0 | 0 | 0 | 0 | 0 | 0 | 190 | 0 | 0 | 0 | 0 | 0 | 0 | 0
2023-05-30 00:30 | 2 | 0 | 0 | 0 | 0 | 0 | 0 | 190 | 0 | 0 | 0 | 0 | 0 | 0 | 0
2023-05-30 01:00 | 3 | 0 | 0 | 0 | 0 | 0 | 0 | 190 | 0 | 0 | 0 | 0 | 0 | 0 | 0
2023-05-30 01:30 | 4 | 0 | 0 | 0 | 0 | 0 | 0 | 190 | 0 | 0 | 0 | 0 | 0 | 0 | 0
2023-05-30 02:00 | 5 | 0 | 0 | 0 | 0 | 0 | 0 | 190 | 0 | 0 | 0 | 0 | 0 | 0 | 0
2023-05-30 02:30 | 6 | 0 | 0 | 0 | 0 | 0 | 0 | 190 | 0 | 0 | 0 | 0 | 0 | 0 | 0
2023-05-30 03:00 | 7 | 0 | 0 | 0 | 0 | 0 | 0 | 190 | 0 | 0 | 0 | 0 | 0 | 0 | 0
2023-05-30 03:30 | 8 | 0 | 0 | 0 | 0 | 0 | 0 | 190 | 0 | 0 | 0 | 0 | 0 | 0 | 0
2023-05-30 04:00 | 9 | 0 | 0 | 0 | 0 | 0 | 0 | 190 | 0 | 0 | 0 | 0 | 0 | 0 | 0
2023-05-30 04:30 | 10 | 0 | 0 | 0 | 0 | 0 | 0 | 190 | 0 | 0 | 0 | 0 | 0 | 0 | 0
2023-05-30 05:00 | 11 | 0 | 0 | 0 | 0 | 0 | 0 | 190 | 0 | 0 | 0 | 0 | 0 | 0 | 0
2023-05-30 05:30 | 12 | 0 | 0 | 0 | 0 | 0 | 0 | 290 | 0 | 0 | 0 | 0 | 0 | 0 | 0
2023-05-30 06:00 | 13 | 0 | 0 | 0 | 0 | 0 | 0 | 290 | 0 | 0 | 0 | 0 | 0 | 0 | 0
2023-05-30 06:30 | 14 | 0 | 0 | 0 | 0 | 0 | 0 | 290 | 0 | 0 | 0 | 0 | 0 | 0 | 0
2023-05-30 07:00 | 15 | 0 | 0 | 0 | 0 | 0 | 0 | 290 | 0 | 0 | 0 | 0 | 0 | 0 | 0
2023-05-30 07:30 | 16 | 0 | 0 | 0 | 0 | 0 | 0 | 290 | 0 | 0 | 0 | 0 | 0 | 0 | 0
2023-05-30 08:00 | 17 | 0 | 0 | 0 | 0 | 0 | 0 | 290 | 0 | 0 | 0 | 0 | 0 | 0 | 0
2023-05-30 08:30 | 18 | 0 | 0 | 0 | 0 | 0 | 0 | 290 | 0 | 0 | 0 | 0 | 0 | 0 | 0
2023-05-30 09:00 | 19 | 0 | 0 | 0 | 0 | 0 | 0 | 290 | 0 | 0 | 0 | 0 | 0 | 0 | 0
2023-05-30 09:30 | 20 | 0 | 0 | 0 | 0 | 0 | 0 | 290 | 0 | 0 | 0 | 0 | 0 | 0 | 0
2023-05-30 10:00 | 21 | 0 | 0 | 0 | 0 | 0 | 0 | 190 | 0 | 0 | 0 | 0 | 0 | 0 | 0
2023-05-30 10:30 | 22 | 0 | 0 | 0 | 0 | 0 | 0 | 190 | 0 | 0 | 0 | 0 | 0 | 0 | 0
2023-05-30 11:00 | 23 | 0 | 0 | 0 | 0 | 0 | 0 | 190 | 0 | 0 | 0 | 0 | 0 | 0 | 0
2023-05-30 11:30 | 24 | 0 | 0 | 0 | 0 | 0 | 0 | 190 | 0 | 0 | 0 | 0 | 0 | 0 | 0
2023-05-30 12:00 | 1 | 0 | 0 | 0 | 0 | 0 | 0 | 190 | 0 | 0 | 0 | 0 | 0 | 0 | 0
2023-05-30 12:30 | 2 | 0 | 0 | 0 | 0 | 0 | 0 | 190 | 0 | 0 | 0 | 0 | 0 | 0 | 0
2023-05-30 13:00 | 3 | 0 | 0 | 0 | 0 | 0 | 0 | 190 | 0 | 0 | 0 | 0 | 0 | 0 | 0
2023-05-30 13:30 | 4 | 0 | 0 | 0 | 0 | 0 | 0 | 190 | 0 | 0 | 0 | 0 | 0 | 0 | 0
2023-05-30 14:00 | 5 | 0 | 0 | 0 | 0 | 0 | 0 | 190 | 0 | 0 | 0 | 0 | 0 | 0 | 0
2023-05-30 14:30 | 6 | 0 | 0 | 0 | 0 | 0 | 0 | 190 | 0 | 0 | 0 | 0 | 0 | 0 | 0
2023-05-30 15:00 | 7 | 0 | 0 | 0 | 0 | 0 | 0 | 190 | 0 | 0 | 0 | 0 | 0 | 0 | 0
2023-05-30 15:30 | 8 | 0 | 0 | 0 | 0 | 0 | 0 | 190 | 0 | 0 | 0 | 0 | 0 | 0 | 0
2023-05-30 16:00 | 9 | 0 | 0 | 0 | 0 | 0 | 0 | 190 | 0 | 0 | 0 | 0 | 0 | 0 | 0
2023-05-30 16:30 | 10 | 0 | 0 | 0 | 0 | 0 | 0 | 190 | 0 | 0 | 0 | 0 | 0 | 0 | 0
2023-05-30 17:00 | 11 | 0 | 0 | 0 | 0 | 0 | 0 | 190 | 0 | 0 | 0 | 0 | 0 | 0 | 0
2023-05-30 17:30 | 12 | 0 | 0 | 0 | 0 | 0 | 0 | 290 | 0 | 0 | 0 | 0 | 0 | 0 | 0
2023-05-30 18:00 | 13 | 0 | 0 | 0 | 0 | 0 | 0 | 290 | 0 | 0 | 0 | 0 | 0 | 0 | 0
2023-05-30 18:30 | 14 | 0 | 0 | 0 | 0 | 0 | 0 | 290 | 0 | 0 | 0 | 0 | 0 | 0 | 0
2023-05-30 19:00 | 15 | 0 | 0 | 0 | 0 | 0 | 0 | 290 | 0 | 0 | 0 | 0 | 0 | 0 | 0
2023-05-30 19:30 | 16 | 0 | 0 | 0 | 0 | 0 | 0 | 290 | 0 | 0 | 0 | 0 | 0 | 0 | 0
2023-05-30 20:00 | 17 | 0 | 0 | 0 | 0 | 0 | 0 | 290 | 0 | 0 | 0 | 0 | 0 | 0 | 0
2023-05-30 20:30 | 18 | 0 | 0 | 0 | 0 | 0 | 0 | 290 | 0 | 0 | 0 | 0 | 0 | 0 | 0
2023-05-30 21:00 | 19 | 0 | 0 | 0 | 0 | 0 | 0 | 290 | 0 | 0 | 0 | 0 | 0 | 0 | 0
2023-05-30 21:30 | 20 | 0 | 0 | 0 | 0 | 0 | 0 | 290 | 0 | 0 | 0 | 0 | 0 | 0 | 0
2023-05-30 22:00 | 21 | 0 | 0 | 0 | 0 | 0 | 0 | 190 | 0 | 0 | 0 | 0 | 0 | 0 | 0
2023-05-30 22:30 | 22 | 0 | 0 | 0 | 0 | 0 | 0 | 190 | 0 | 0 | 0 | 0 | 0 | 0 | 0
2023-05-30 23:00 | 23 | 0 | 0 | 0 | 0 | 0 | 0 | 190 | 0 | 0 | 0 | 0 | 0 | 0 | 0
2023-05-30 23:30 | 24 | 0 | 0 | 0 | 0 | 0 | 0 | 190 | 0 | 0 | 0 | 0 | 0 | 0 | 0
2023-05-31 | 1 | 0 | 0 | 0 | 0 | 0 | 0 | 190 | 0 | 0 | 0 | 0 | 0 | 0 | 0
2023-05-31 00:30 | 2 | 0 | 0 | 0 | 0 | 0 | 0 | 190 | 0 | 0 | 0 | 0 | 0 | 0 | 0
2023-05-31 01:00 | 3 | 0 | 0 | 0 | 0 | 0 | 0 | 190 | 0 | 0 | 0 | 0 | 0 | 0 | 0
2023-05-31 01:30 | 4 | 0 | 0 | 0 | 0 | 0 | 0 | 190 | 0 | 0 | 0 | 0 | 0 | 0 | 0
2023-05-31 02:00 | 5 | 0 | 0 | 0 | 0 | 0 | 0 | 190 | 0 | 0 | 0 | 0 | 0 | 0 | 0
2023-05-31 02:30 | 6 | 0 | 0 | 0 | 0 | 0 | 0 | 190 | 0 | 0 | 0 | 0 | 0 | 0 | 0
2023-05-31 03:00 | 7 | 0 | 0 | 0 | 0 | 0 | 0 | 190 | 0 | 0 | 0 | 0 | 0 | 0 | 0
2023-05-31 03:30 | 8 | 0 | 0 | 0 | 0 | 0 | 0 | 190 | 0 | 0 | 0 | 0 | 0 | 0 | 0
2023-05-31 04:00 | 9 | 0 | 0 | 0 | 0 | 0 | 0 | 190 | 0 | 0 | 0 | 0 | 0 | 0 | 0
2023-05-31 04:30 | 10 | 0 | 0 | 0 | 0 | 0 | 0 | 190 | 0 | 0 | 0 | 0 | 0 | 0 | 0
2023-05-31 05:00 | 11 | 0 | 0 | 0 | 0 | 0 | 0 | 190 | 0 | 0 | 0 | 0 | 0 | 0 | 0
2023-05-31 05:30 | 12 | 0 | 0 | 0 | 0 | 0 | 0 | 290 | 0 | 0 | 0 | 0 | 0 | 0 | 0
2023-05-31 06:00 | 13 | 0 | 0 | 0 | 0 | 0 | 0 | 290 | 0 | 0 | 0 | 0 | 0 | 0 | 0
2023-05-31 06:30 | 14 | 0 | 0 | 0 | 0 | 0 | 0 | 290 | 0 | 0 | 0 | 0 | 0 | 0 | 0
2023-05-31 07:00 | 15 | 0 | 0 | 0 | 0 | 0 | 0 | 290 | 0 | 0 | 0 | 0 | 0 | 0 | 0
2023-05-31 07:30 | 16 | 0 | 0 | 0 | 0 | 0 | 0 | 290 | 0 | 0 | 0 | 0 | 0 | 0 | 0
2023-05-31 08:00 | 17 | 0 | 0 | 0 | 0 | 0 | 0 | 290 | 0 | 0 | 0 | 0 | 0 | 0 | 0
2023-05-31 08:30 | 18 | 0 | 0 | 0 | 0 | 0 | 0 | 290 | 0 | 0 | 0 | 0 | 0 | 0 | 0
2023-05-31 09:00 | 19 | 0 | 0 | 0 | 0 | 0 | 0 | 290 | 0 | 0 | 0 | 0 | 0 | 0 | 0
2023-05-31 09:30 | 20 | 0 | 0 | 0 | 0 | 0 | 0 | 290 | 0 | 0 | 0 | 0 | 0 | 0 | 0
2023-05-31 10:00 | 21 | 0 | 0 | 0 | 0 | 0 | 0 | 190 | 0 | 0 | 0 | 0 | 0 | 0 | 0
2023-05-31 10:30 | 22 | 0 | 0 | 0 | 0 | 0 | 0 | 190 | 0 | 0 | 0 | 0 | 0 | 0 | 0
2023-05-31 11:00 | 23 | 0 | 0 | 0 | 0 | 0 | 0 | 190 | 0 | 0 | 0 | 0 | 0 | 0 | 0
2023-05-31 11:30 | 24 | 0 | 0 | 0 | 0 | 0 | 0 | 190 | 0 | 0 | 0 | 0 | 0 | 0 | 0
2023-05-31 12:00 | 1 | 0 | 0 | 0 | 0 | 0 | 0 | 190 | 0 | 0 | 0 | 0 | 0 | 0 | 0
2023-05-31 12:30 | 2 | 0 | 0 | 0 | 0 | 0 | 0 | 190 | 0 | 0 | 0 | 0 | 0 | 0 | 0
2023-05-31 13:00 | 3 | 0 | 0 | 0 | 0 | 0 | 0 | 190 | 0 | 0 | 0 | 0 | 0 | 0 | 0
2023-05-31 13:30 | 4 | 0 | 0 | 0 | 0 | 0 | 0 | 190 | 0 | 0 | 0 | 0 | 0 | 0 | 0
2023-05-31 14:00 | 5 | 0 | 0 | 0 | 0 | 0 | 0 | 190 | 0 | 0 | 0 | 0 | 0 | 0 | 0
2023-05-31 14:30 | 6 | 0 | 0 | 0 | 0 | 0 | 0 | 190 | 0 | 0 | 0 | 0 | 0 | 0 | 0
2023-05-31 15:00 | 7 | 0 | 0 | 0 | 0 | 0 | 0 | 190 | 0 | 0 | 0 | 0 | 0 | 0 | 0
2023-05-31 15:30 | 8 | 0 | 0 | 0 | 0 | 0 | 0 | 190 | 0 | 0 | 0 | 0 | 0 | 0 | 0
2023-05-31 16:00 | 9 | 0 | 0 | 0 | 0 | 0 | 0 | 190 | 0 | 0 | 0 | 0 | 0 | 0 | 0
2023-05-31 16:30 | 10 | 0 | 0 | 0 | 0 | 0 | 0 | 190 | 0 | 0 | 0 | 0 | 0 | 0 | 0
2023-05-31 17:00 | 11 | 0 | 0 | 0 | 0 | 0 | 0 | 190 | 0 | 0 | 0 | 0 | 0 | 0 | 0
2023-05-31 17:30 | 12 | 0 | 0 | 0 | 0 | 0 | 0 | 290 | 0 | 0 | 0 | 0 | 0 | 0 | 0
2023-05-31 18:00 | 13 | 0 | 0 | 0 | 0 | 0 | 0 | 290 | 0 | 0 | 0 | 0 | 0 | 0 | 0
2023-05-31 18:30 | 14 | 0 | 0 | 0 | 0 | 0 | 0 | 290 | 0 | 0 | 0 | 0 | 0 | 0 | 0
2023-05-31 19:00 | 15 | 0 | 0 | 0 | 0 | 0 | 0 | 290 | 0 | 0 | 0 | 0 | 0 | 0 | 0
2023-05-31 19:30 | 16 | 0 | 0 | 0 | 0 | 0 | 0 | 290 | 0 | 0 | 0 | 0 | 0 | 0 | 0
2023-05-31 20:00 | 17 | 0 | 0 | 0 | 0 | 0 | 0 | 290 | 0 | 0 | 0 | 0 | 0 | 0 | 0
2023-05-31 20:30 | 18 | 0 | 0 | 0 | 0 | 0 | 0 | 290 | 0 | 0 | 0 | 0 | 0 | 0 | 0
2023-05-31 21:00 | 19 | 0 | 0 | 0 | 0 | 0 | 0 | 290 | 0 | 0 | 0 | 0 | 0 | 0 | 0
2023-05-31 21:30 | 20 | 0 | 0 | 0 | 0 | 0 | 0 | 290 | 0 | 0 | 0 | 0 | 0 | 0 | 0
2023-05-31 22:00 | 21 | 0 | 0 | 0 | 0 | 0 | 0 | 190 | 0 | 0 | 0 | 0 | 0 | 0 | 0
2023-05-31 22:30 | 22 | 0 | 0 | 0 | 0 | 0 | 0 | 190 | 0 | 0 | 0 | 0 | 0 | 0 | 0
2023-05-31 23:00 | 23 | 0 | 0 | 0 | 0 | 0 | 0 | 190 | 0 | 0 | 0 | 0 | 0 | 0 | 0
2023-05-31 23:30 | 24 | 0 | 0 | 0 | 0 | 0 | 0 | 190 | 0 | 0 | 0 | 0 | 0 | 0 | 0
2023-06-01 | 1 | 0 | 0 | 0 | 0 | 0 | 0 | 190 | 0 | 0 | 0 | 0 | 0 | 0 | 0
2023-06-01 00:30 | 2 | 0 | 0 | 0 | 0 | 0 | 0 | 190 | 0 | 0 | 0 | 0 | 0 | 0 | 0
2023-06-01 01:00 | 3 | 0 | 0 | 0 | 0 | 0 | 0 | 190 | 0 | 0 | 0 | 0 | 0 | 0 | 0
2023-06-01 01:30 | 4 | 0 | 0 | 0 | 0 | 0 | 0 | 190 | 0 | 0 | 0 | 0 | 0 | 0 | 0
2023-06-01 02:00 | 5 | 0 | 0 | 0 | 0 | 0 | 0 | 190 | 0 | 0 | 0 | 0 | 0 | 0 | 0
2023-06-01 02:30 | 6 | 0 | 0 | 0 | 0 | 0 | 0 | 190 | 0 | 0 | 0 | 0 | 0 | 0 | 0
2023-06-01 03:00 | 7 | 0 | 0 | 0 | 0 | 0 | 0 | 190 | 0 | 0 | 0 | 0 | 0 | 0 | 0
2023-06-01 03:30 | 8 | 0 | 0 | 0 | 0 | 0 | 0 | 190 | 0 | 0 | 0 | 0 | 0 | 0 | 0
2023-06-01 04:00 | 9 | 0 | 0 | 0 | 0 | 0 | 0 | 190 | 0 | 0 | 0 | 0 | 0 | 0 | 0
2023-06-01 04:30 | 10 | 0 | 0 | 0 | 0 | 0 | 0 | 190 | 0 | 0 | 0 | 0 | 0 | 0 | 0
2023-06-01 05:00 | 11 | 0 | 0 | 0 | 0 | 0 | 0 | 190 | 0 | 0 | 0 | 0 | 0 | 0 | 0
2023-06-01 05:30 | 12 | 0 | 0 | 0 | 0 | 0 | 0 | 290 | 0 | 0 | 0 | 0 | 0 | 0 | 0
2023-06-01 06:00 | 13 | 0 | 0 | 0 | 0 | 0 | 0 | 290 | 0 | 0 | 0 | 0 | 0 | 0 | 0
2023-06-01 06:30 | 14 | 0 | 0 | 0 | 0 | 0 | 0 | 290 | 0 | 0 | 0 | 0 | 0 | 0 | 0
2023-06-01 07:00 | 15 | 0 | 0 | 0 | 0 | 0 | 0 | 290 | 0 | 0 | 0 | 0 | 0 | 0 | 0
2023-06-01 07:30 | 16 | 0 | 0 | 0 | 0 | 0 | 0 | 290 | 0 | 0 | 0 | 0 | 0 | 0 | 0
2023-06-01 08:00 | 17 | 0 | 0 | 0 | 0 | 0 | 0 | 290 | 0 | 0 | 0 | 0 | 0 | 0 | 0
2023-06-01 08:30 | 18 | 0 | 0 | 0 | 0 | 0 | 0 | 290 | 0 | 0 | 0 | 0 | 0 | 0 | 0
2023-06-01 09:00 | 19 | 0 | 0 | 0 | 0 | 0 | 0 | 290 | 0 | 0 | 0 | 0 | 0 | 0 | 0
2023-06-01 09:30 | 20 | 0 | 0 | 0 | 0 | 0 | 0 | 290 | 0 | 0 | 0 | 0 | 0 | 0 | 0
2023-06-01 10:00 | 21 | 0 | 0 | 0 | 0 | 0 | 0 | 190 | 0 | 0 | 0 | 0 | 0 | 0 | 0
2023-06-01 10:30 | 22 | 0 | 0 | 0 | 0 | 0 | 0 | 190 | 0 | 0 | 0 | 0 | 0 | 0 | 0
2023-06-01 11:00 | 23 | 0 | 0 | 0 | 0 | 0 | 0 | 190 | 0 | 0 | 0 | 0 | 0 | 0 | 0
2023-06-01 11:30 | 24 | 0 | 0 | 0 | 0 | 0 | 0 | 190 | 0 | 0 | 0 | 0 | 0 | 0 | 0
2023-06-01 12:00 | 1 | 0 | 0 | 0 | 0 | 0 | 0 | 190 | 0 | 0 | 0 | 0 | 0 | 0 | 0
2023-06-01 12:30 | 2 | 0 | 0 | 0 | 0 | 0 | 0 | 190 | 0 | 0 | 0 | 0 | 0 | 0 | 0
2023-06-01 13:00 | 3 | 0 | 0 | 0 | 0 | 0 | 0 | 190 | 0 | 0 | 0 | 0 | 0 | 0 | 0
2023-06-01 13:30 | 4 | 0 | 0 | 0 | 0 | 0 | 0 | 190 | 0 | 0 | 0 | 0 | 0 | 0 | 0
2023-06-01 14:00 | 5 | 0 | 0 | 0 | 0 | 0 | 0 | 190 | 0 | 0 | 0 | 0 | 0 | 0 | 0
2023-06-01 14:30 | 6 | 0 | 0 | 0 | 0 | 0 | 0 | 190 | 0 | 0 | 0 | 0 | 0 | 0 | 0
2023-06-01 15:00 | 7 | 0 | 0 | 0 | 0 | 0 | 0 | 190 | 0 | 0 | 0 | 0 | 0 | 0 | 0
2023-06-01 15:30 | 8 | 0 | 0 | 0 | 0 | 0 | 0 | 190 | 0 | 0 | 0 | 0 | 0 | 0 | 0
2023-06-01 16:00 | 9 | 0 | 0 | 0 | 0 | 0 | 0 | 190 | 0 | 0 | 0 | 0 | 0 | 0 | 0
2023-06-01 16:30 | 10 | 0 | 0 | 0 | 0 | 0 | 0 | 190 | 0 | 0 | 0 | 0 | 0 | 0 | 0
2023-06-01 17:00 | 11 | 0 | 0 | 0 | 0 | 0 | 0 | 190 | 0 | 0 | 0 | 0 | 0 | 0 | 0
2023-06-01 17:30 | 12 | 0 | 0 | 0 | 0 | 0 | 0 | 290 | 0 | 0 | 0 | 0 | 0 | 0 | 0
2023-06-01 18:00 | 13 | 0 | 0 | 0 | 0 | 0 | 0 | 290 | 0 | 0 | 0 | 0 | 0 | 0 | 0
2023-06-01 18:30 | 14 | 0 | 0 | 0 | 0 | 0 | 0 | 290 | 0 | 0 | 0 | 0 | 0 | 0 | 0
2023-06-01 19:00 | 15 | 0 | 0 | 0 | 0 | 0 | 0 | 290 | 0 | 0 | 0 | 0 | 0 | 0 | 0
2023-06-01 19:30 | 16 | 0 | 0 | 0 | 0 | 0 | 0 | 290 | 0 | 0 | 0 | 0 | 0 | 0 | 0
2023-06-01 20:00 | 17 | 0 | 0 | 0 | 0 | 0 | 0 | 290 | 0 | 0 | 0 | 0 | 0 | 0 | 0
2023-06-01 20:30 | 18 | 0 | 0 | 0 | 0 | 0 | 0 | 290 | 0 | 0 | 0 | 0 | 0 | 0 | 0
2023-06-01 21:00 | 19 | 0 | 0 | 0 | 0 | 0 | 0 | 290 | 0 | 0 | 0 | 0 | 0 | 0 | 0
2023-06-01 21:30 | 20 | 0 | 0 | 0 | 0 | 0 | 0 | 290 | 0 | 0 | 0 | 0 | 0 | 0 | 0
2023-06-01 22:00 | 21 | 0 | 0 | 0 | 0 | 0 | 0 | 190 | 0 | 0 | 0 | 0 | 0 | 0 | 0
2023-06-01 22:30 | 22 | 0 | 0 | 0 | 0 | 0 | 0 | 190 | 0 | 0 | 0 | 0 | 0 | 0 | 0
2023-06-01 23:00 | 23 | 0 | 0 | 0 | 0 | 0 | 0 | 190 | 0 | 0 | 0 | 0 | 0 | 0 | 0
2023-06-01 23:30 | 24 | 0 | 0 | 0 | 0 | 0 | 0 | 190 | 0 | 0 | 0 | 0 | 0 | 0 | 0
2023-06-02 | 1 | 0 | 0 | 0 | 0 | 0 | 0 | 190 | 0 | 0 | 0 | 0 | 0 | 0 | 0
2023-06-02 00:30 | 2 | 0 | 0 | 0 | 0 | 0 | 0 | 190 | 0 | 0 | 0 | 0 | 0 | 0 | 0
2023-06-02 01:00 | 3 | 0 | 0 | 0 | 0 | 0 | 0 | 190 | 0 | 0 | 0 | 0 | 0 | 0 | 0
2023-06-02 01:30 | 4 | 0 | 0 | 0 | 0 | 0 | 0 | 190 | 0 | 0 | 0 | 0 | 0 | 0 | 0
2023-06-02 02:00 | 5 | 0 | 0 | 0 | 0 | 0 | 0 | 190 | 0 | 0 | 0 | 0 | 0 | 0 | 0
2023-06-02 02:30 | 6 | 0 | 0 | 0 | 0 | 0 | 0 | 190 | 0 | 0 | 0 | 0 | 0 | 0 | 0
2023-06-02 03:00 | 7 | 0 | 0 | 0 | 0 | 0 | 0 | 190 | 0 | 0 | 0 | 0 | 0 | 0 | 0
2023-06-02 03:30 | 8 | 0 | 0 | 0 | 0 | 0 | 0 | 190 | 0 | 0 | 0 | 0 | 0 | 0 | 0
2023-06-02 04:00 | 9 | 0 | 0 | 0 | 0 | 0 | 0 | 190 | 0 | 0 | 0 | 0 | 0 | 0 | 0
2023-06-02 04:30 | 10 | 0 | 0 | 0 | 0 | 0 | 0 | 190 | 0 | 0 | 0 | 0 | 0 | 0 | 0
2023-06-02 05:00 | 11 | 0 | 0 | 0 | 0 | 0 | 0 | 190 | 0 | 0 | 0 | 0 | 0 | 0 | 0
2023-06-02 05:30 | 12 | 0 | 0 | 0 | 0 | 0 | 0 | 290 | 0 | 0 | 0 | 0 | 0 | 0 | 0
2023-06-02 06:00 | 13 | 0 | 0 | 0 | 0 | 0 | 0 | 290 | 0 | 0 | 0 | 0 | 0 | 0 | 0
2023-06-02 06:30 | 14 | 0 | 0 | 0 | 0 | 0 | 0 | 290 | 0 | 0 | 0 | 0 | 0 | 0 | 0
2023-06-02 07:00 | 15 | 0 | 0 | 0 | 0 | 0 | 0 | 290 | 0 | 0 | 0 | 0 | 0 | 0 | 0
2023-06-02 07:30 | 16 | 0 | 0 | 0 | 0 | 0 | 0 | 290 | 0 | 0 | 0 | 0 | 0 | 0 | 0
2023-06-02 08:00 | 17 | 0 | 0 | 0 | 0 | 0 | 0 | 290 | 0 | 0 | 0 | 0 | 0 | 0 | 0
2023-06-02 08:30 | 18 | 0 | 0 | 0 | 0 | 0 | 0 | 290 | 0 | 0 | 0 | 0 | 0 | 0 | 0
2023-06-02 09:00 | 19 | 0 | 0 | 0 | 0 | 0 | 0 | 290 | 0 | 0 | 0 | 0 | 0 | 0 | 0
2023-06-02 09:30 | 20 | 0 | 0 | 0 | 0 | 0 | 0 | 290 | 0 | 0 | 0 | 0 | 0 | 0 | 0
2023-06-02 10:00 | 21 | 0 | 0 | 0 | 0 | 0 | 0 | 190 | 0 | 0 | 0 | 0 | 0 | 0 | 0
2023-06-02 10:30 | 22 | 0 | 0 | 0 | 0 | 0 | 0 | 190 | 0 | 0 | 0 | 0 | 0 | 0 | 0
2023-06-02 11:00 | 23 | 0 | 0 | 0 | 0 | 0 | 0 | 190 | 0 | 0 | 0 | 0 | 0 | 0 | 0
2023-06-02 11:30 | 24 | 0 | 0 | 0 | 0 | 0 | 0 | 190 | 0 | 0 | 0 | 0 | 0 | 0 | 0
2023-06-02 12:00 | 1 | 0 | 0 | 0 | 0 | 0 | 0 | 190 | 0 | 0 | 0 | 0 | 0 | 0 | 0
2023-06-02 12:30 | 2 | 0 | 0 | 0 | 0 | 0 | 0 | 190 | 0 | 0 | 0 | 0 | 0 | 0 | 0
2023-06-02 13:00 | 3 | 0 | 0 | 0 | 0 | 0 | 0 | 190 | 0 | 0 | 0 | 0 | 0 | 0 | 0
2023-06-02 13:30 | 4 | 0 | 0 | 0 | 0 | 0 | 0 | 190 | 0 | 0 | 0 | 0 | 0 | 0 | 0
2023-06-02 14:00 | 5 | 0 | 0 | 0 | 0 | 0 | 0 | 190 | 0 | 0 | 0 | 0 | 0 | 0 | 0
2023-06-02 14:30 | 6 | 0 | 0 | 0 | 0 | 0 | 0 | 190 | 0 | 0 | 0 | 0 | 0 | 0 | 0
2023-06-02 15:00 | 7 | 0 | 0 | 0 | 0 | 0 | 0 | 190 | 0 | 0 | 0 | 0 | 0 | 0 | 0
2023-06-02 15:30 | 8 | 0 | 0 | 0 | 0 | 0 | 0 | 190 | 0 | 0 | 0 | 0 | 0 | 0 | 0
2023-06-02 16:00 | 9 | 0 | 0 | 0 | 0 | 0 | 0 | 190 | 0 | 0 | 0 | 0 | 0 | 0 | 0
2023-06-02 16:30 | 10 | 0 | 0 | 0 | 0 | 0 | 0 | 190 | 0 | 0 | 0 | 0 | 0 | 0 | 0
2023-06-02 17:00 | 11 | 0 | 0 | 0 | 0 | 0 | 0 | 190 | 0 | 0 | 0 | 0 | 0 | 0 | 0
2023-06-02 17:30 | 12 | 0 | 0 | 0 | 0 | 0 | 0 | 290 | 0 | 0 | 0 | 0 | 0 | 0 | 0
2023-06-02 18:00 | 13 | 0 | 0 | 0 | 0 | 0 | 0 | 290 | 0 | 0 | 0 | 0 | 0 | 0 | 0
2023-06-02 18:30 | 14 | 0 | 0 | 0 | 0 | 0 | 0 | 290 | 0 | 0 | 0 | 0 | 0 | 0 | 0
2023-06-02 19:00 | 15 | 0 | 0 | 0 | 0 | 0 | 0 | 290 | 0 | 0 | 0 | 0 | 0 | 0 | 0
2023-06-02 19:30 | 16 | 0 | 0 | 0 | 0 | 0 | 0 | 290 | 0 | 0 | 0 | 0 | 0 | 0 | 0
2023-06-02 20:00 | 17 | 0 | 0 | 0 | 0 | 0 | 0 | 290 | 0 | 0 | 0 | 0 | 0 | 0 | 0
2023-06-02 20:30 | 18 | 0 | 0 | 0 | 0 | 0 | 0 | 290 | 0 | 0 | 0 | 0 | 0 | 0 | 0
2023-06-02 21:00 | 19 | 0 | 0 | 0 | 0 | 0 | 0 | 290 | 0 | 0 | 0 | 0 | 0 | 0 | 0
2023-06-02 21:30 | 20 | 0 | 0 | 0 | 0 | 0 | 0 | 290 | 0 | 0 | 0 | 0 | 0 | 0 | 0
2023-06-02 22:00 | 21 | 0 | 0 | 0 | 0 | 0 | 0 | 190 | 0 | 0 | 0 | 0 | 0 | 0 | 0
2023-06-02 22:30 | 22 | 0 | 0 | 0 | 0 | 0 | 0 | 190 | 0 | 0 | 0 | 0 | 0 | 0 | 0
2023-06-02 23:00 | 23 | 0 | 0 | 0 | 0 | 0 | 0 | 190 | 0 | 0 | 0 | 0 | 0 | 0 | 0
2023-06-02 23:30 | 24 | 0 | 0 | 0 | 0 | 0 | 0 | 190 | 0 | 0 | 0 | 0 | 0 | 0 | 0
2023-06-03 | 1 | 0 | 0 | 0 | 0 | 0 | 0 | 190 | 0 | 0 | 0 | 0 | 0 | 0 | 0
2023-06-03 00:30 | 2 | 0 | 0 | 0 | 0 | 0 | 0 | 190 | 0 | 0 | 0 | 0 | 0 | 0 | 0
2023-06-03 01:00 | 3 | 0 | 0 | 0 | 0 | 0 | 0 | 190 | 0 | 0 | 0 | 0 | 0 | 0 | 0
2023-06-03 01:30 | 4 | 0 | 0 | 0 | 0 | 0 | 0 | 190 | 0 | 0 | 0 | 0 | 0 | 0 | 0
2023-06-03 02:00 | 5 | 0 | 0 | 0 | 0 | 0 | 0 | 190 | 0 | 0 | 0 | 0 | 0 | 0 | 0
2023-06-03 02:30 | 6 | 0 | 0 | 0 | 0 | 0 | 0 | 190 | 0 | 0 | 0 | 0 | 0 | 0 | 0
2023-06-03 03:00 | 7 | 0 | 0 | 0 | 0 | 0 | 0 | 190 | 0 | 0 | 0 | 0 | 0 | 0 | 0
2023-06-03 03:30 | 8 | 0 | 0 | 0 | 0 | 0 | 0 | 190 | 0 | 0 | 0 | 0 | 0 | 0 | 0
2023-06-03 04:00 | 9 | 0 | 0 | 0 | 0 | 0 | 0 | 190 | 0 | 0 | 0 | 0 | 0 | 0 | 0
2023-06-03 04:30 | 10 | 0 | 0 | 0 | 0 | 0 | 0 | 190 | 0 | 0 | 0 | 0 | 0 | 0 | 0
2023-06-03 05:00 | 11 | 0 | 0 | 0 | 0 | 0 | 0 | 190 | 0 | 0 | 0 | 0 | 0 | 0 | 0
2023-06-03 05:30 | 12 | 0 | 0 | 0 | 0 | 0 | 0 | 290 | 0 | 0 | 0 | 0 | 0 | 0 | 0
2023-06-03 06:00 | 13 | 0 | 0 | 0 | 0 | 0 | 0 | 290 | 0 | 0 | 0 | 0 | 0 | 0 | 0
2023-06-03 06:30 | 14 | 0 | 0 | 0 | 0 | 0 | 0 | 290 | 0 | 0 | 0 | 0 | 0 | 0 | 0
2023-06-03 07:00 | 15 | 0 | 0 | 0 | 0 | 0 | 0 | 290 | 0 | 0 | 0 | 0 | 0 | 0 | 0
2023-06-03 07:30 | 16 | 0 | 0 | 0 | 0 | 0 | 0 | 290 | 0 | 0 | 0 | 0 | 0 | 0 | 0
2023-06-03 08:00 | 17 | 0 | 0 | 0 | 0 | 0 | 0 | 290 | 0 | 0 | 0 | 0 | 0 | 0 | 0
2023-06-03 08:30 | 18 | 0 | 0 | 0 | 0 | 0 | 0 | 290 | 0 | 0 | 0 | 0 | 0 | 0 | 0
2023-06-03 09:00 | 19 | 0 | 0 | 0 | 0 | 0 | 0 | 290 | 0 | 0 | 0 | 0 | 0 | 0 | 0
2023-06-03 09:30 | 20 | 0 | 0 | 0 | 0 | 0 | 0 | 290 | 0 | 0 | 0 | 0 | 0 | 0 | 0
2023-06-03 10:00 | 21 | 0 | 0 | 0 | 0 | 0 | 0 | 190 | 0 | 0 | 0 | 0 | 0 | 0 | 0
2023-06-03 10:30 | 22 | 0 | 0 | 0 | 0 | 0 | 0 | 190 | 0 | 0 | 0 | 0 | 0 | 0 | 0
2023-06-03 11:00 | 23 | 0 | 0 | 0 | 0 | 0 | 0 | 190 | 0 | 0 | 0 | 0 | 0 | 0 | 0
2023-06-03 11:30 | 24 | 0 | 0 | 0 | 0 | 0 | 0 | 190 | 0 | 0 | 0 | 0 | 0 | 0 | 0
2023-06-03 12:00 | 1 | 0 | 0 | 0 | 0 | 0 | 0 | 190 | 0 | 0 | 0 | 0 | 0 | 0 | 0
2023-06-03 12:30 | 2 | 0 | 0 | 0 | 0 | 0 | 0 | 190 | 0 | 0 | 0 | 0 | 0 | 0 | 0
2023-06-03 13:00 | 3 | 0 | 0 | 0 | 0 | 0 | 0 | 190 | 0 | 0 | 0 | 0 | 0 | 0 | 0
2023-06-03 13:30 | 4 | 0 | 0 | 0 | 0 | 0 | 0 | 190 | 0 | 0 | 0 | 0 | 0 | 0 | 0
2023-06-03 14:00 | 5 | 0 | 0 | 0 | 0 | 0 | 0 | 190 | 0 | 0 | 0 | 0 | 0 | 0 | 0
2023-06-03 14:30 | 6 | 0 | 0 | 0 | 0 | 0 | 0 | 190 | 0 | 0 | 0 | 0 | 0 | 0 | 0
2023-06-03 15:00 | 7 | 0 | 0 | 0 | 0 | 0 | 0 | 190 | 0 | 0 | 0 | 0 | 0 | 0 | 0
2023-06-03 15:30 | 8 | 0 | 0 | 0 | 0 | 0 | 0 | 190 | 0 | 0 | 0 | 0 | 0 | 0 | 0
2023-06-03 16:00 | 9 | 0 | 0 | 0 | 0 | 0 | 0 | 190 | 0 | 0 | 0 | 0 | 0 | 0 | 0
2023-06-03 16:30 | 10 | 0 | 0 | 0 | 0 | 0 | 0 | 190 | 0 | 0 | 0 | 0 | 0 | 0 | 0
2023-06-03 17:00 | 11 | 0 | 0 | 0 | 0 | 0 | 0 | 190 | 0 | 0 | 0 | 0 | 0 | 0 | 0
2023-06-03 17:30 | 12 | 0 | 0 | 0 | 0 | 0 | 0 | 290 | 0 | 0 | 0 | 0 | 0 | 0 | 0
2023-06-03 18:00 | 13 | 0 | 0 | 0 | 0 | 0 | 0 | 290 | 0 | 0 | 0 | 0 | 0 | 0 | 0
2023-06-03 18:30 | 14 | 0 | 0 | 0 | 0 | 0 | 0 | 290 | 0 | 0 | 0 | 0 | 0 | 0 | 0
2023-06-03 19:00 | 15 | 0 | 0 | 0 | 0 | 0 | 0 | 290 | 0 | 0 | 0 | 0 | 0 | 0 | 0
2023-06-03 19:30 | 16 | 0 | 0 | 0 | 0 | 0 | 0 | 290 | 0 | 0 | 0 | 0 | 0 | 0 | 0
2023-06-03 20:00 | 17 | 0 | 0 | 0 | 0 | 0 | 0 | 290 | 0 | 0 | 0 | 0 | 0 | 0 | 0
2023-06-03 20:30 | 18 | 0 | 0 | 0 | 0 | 0 | 0 | 290 | 0 | 0 | 0 | 0 | 0 | 0 | 0
2023-06-03 21:00 | 19 | 0 | 0 | 0 | 0 | 0 | 0 | 290 | 0 | 0 | 0 | 0 | 0 | 0 | 0
2023-06-03 21:30 | 20 | 0 | 0 | 0 | 0 | 0 | 0 | 290 | 0 | 0 | 0 | 0 | 0 | 0 | 0
2023-06-03 22:00 | 21 | 0 | 0 | 0 | 0 | 0 | 0 | 190 | 0 | 0 | 0 | 0 | 0 | 0 | 0
2023-06-03 22:30 | 22 | 0 | 0 | 0 | 0 | 0 | 0 | 190 | 0 | 0 | 0 | 0 | 0 | 0 | 0
2023-06-03 23:00 | 23 | 0 | 0 | 0 | 0 | 0 | 0 | 190 | 0 | 0 | 0 | 0 | 0 | 0 | 0
2023-06-03 23:30 | 24 | 0 | 0 | 0 | 0 | 0 | 0 | 190 | 0 | 0 | 0 | 0 | 0 | 0 | 0
2023-06-04 | 1 | 0 | 0 | 0 | 0 | 0 | 0 | 190 | 0 | 0 | 0 | 0 | 0 | 0 | 0
2023-06-04 00:30 | 2 | 0 | 0 | 0 | 0 | 0 | 0 | 190 | 0 | 0 | 0 | 0 | 0 | 0 | 0
2023-06-04 01:00 | 3 | 0 | 0 | 0 | 0 | 0 | 0 | 190 | 0 | 0 | 0 | 0 | 0 | 0 | 0
2023-06-04 01:30 | 4 | 0 | 0 | 0 | 0 | 0 | 0 | 190 | 0 | 0 | 0 | 0 | 0 | 0 | 0
2023-06-04 02:00 | 5 | 0 | 0 | 0 | 0 | 0 | 0 | 190 | 0 | 0 | 0 | 0 | 0 | 0 | 0
2023-06-04 02:30 | 6 | 0 | 0 | 0 | 0 | 0 | 0 | 190 | 0 | 0 | 0 | 0 | 0 | 0 | 0
2023-06-04 03:00 | 7 | 0 | 0 | 0 | 0 | 0 | 0 | 190 | 0 | 0 | 0 | 0 | 0 | 0 | 0
2023-06-04 03:30 | 8 | 0 | 0 | 0 | 0 | 0 | 0 | 190 | 0 | 0 | 0 | 0 | 0 | 0 | 0
2023-06-04 04:00 | 9 | 0 | 0 | 0 | 0 | 0 | 0 | 190 | 0 | 0 | 0 | 0 | 0 | 0 | 0
2023-06-04 04:30 | 10 | 0 | 0 | 0 | 0 | 0 | 0 | 190 | 0 | 0 | 0 | 0 | 0 | 0 | 0
2023-06-04 05:00 | 11 | 0 | 0 | 0 | 0 | 0 | 0 | 190 | 0 | 0 | 0 | 0 | 0 | 0 | 0
2023-06-04 05:30 | 12 | 0 | 0 | 0 | 0 | 0 | 0 | 290 | 0 | 0 | 0 | 0 | 0 | 0 | 0
2023-06-04 06:00 | 13 | 0 | 0 | 0 | 0 | 0 | 0 | 290 | 0 | 0 | 0 | 0 | 0 | 0 | 0
2023-06-04 06:30 | 14 | 0 | 0 | 0 | 0 | 0 | 0 | 290 | 0 | 0 | 0 | 0 | 0 | 0 | 0
2023-06-04 07:00 | 15 | 0 | 0 | 0 | 0 | 0 | 0 | 290 | 0 | 0 | 0 | 0 | 0 | 0 | 0
2023-06-04 07:30 | 16 | 0 | 0 | 0 | 0 | 0 | 0 | 290 | 0 | 0 | 0 | 0 | 0 | 0 | 0
2023-06-04 08:00 | 17 | 0 | 0 | 0 | 0 | 0 | 0 | 290 | 0 | 0 | 0 | 0 | 0 | 0 | 0
2023-06-04 08:30 | 18 | 0 | 0 | 0 | 0 | 0 | 0 | 290 | 0 | 0 | 0 | 0 | 0 | 0 | 0
2023-06-04 09:00 | 19 | 0 | 0 | 0 | 0 | 0 | 0 | 290 | 0 | 0 | 0 | 0 | 0 | 0 | 0
2023-06-04 09:30 | 20 | 0 | 0 | 0 | 0 | 0 | 0 | 290 | 0 | 0 | 0 | 0 | 0 | 0 | 0
2023-06-04 10:00 | 21 | 0 | 0 | 0 | 0 | 0 | 0 | 190 | 0 | 0 | 0 | 0 | 0 | 0 | 0
2023-06-04 10:30 | 22 | 0 | 0 | 0 | 0 | 0 | 0 | 190 | 0 | 0 | 0 | 0 | 0 | 0 | 0
2023-06-04 11:00 | 23 | 0 | 0 | 0 | 0 | 0 | 0 | 190 | 0 | 0 | 0 | 0 | 0 | 0 | 0
2023-06-04 11:30 | 24 | 0 | 0 | 0 | 0 | 0 | 0 | 190 | 0 | 0 | 0 | 0 | 0 | 0 | 0
2023-06-04 12:00 | 1 | 0 | 0 | 0 | 0 | 0 | 0 | 190 | 0 | 0 | 0 | 0 | 0 | 0 | 0
2023-06-04 12:30 | 2 | 0 | 0 | 0 | 0 | 0 | 0 | 190 | 0 | 0 | 0 | 0 | 0 | 0 | 0
2023-06-04 13:00 | 3 | 0 | 0 | 0 | 0 | 0 | 0 | 190 | 0 | 0 | 0 | 0 | 0 | 0 | 0
2023-06-04 13:30 | 4 | 0 | 0 | 0 | 0 | 0 | 0 | 190 | 0 | 0 | 0 | 0 | 0 | 0 | 0
2023-06-04 14:00 | 5 | 0 | 0 | 0 | 0 | 0 | 0 | 190 | 0 | 0 | 0 | 0 | 0 | 0 | 0
2023-06-04 14:30 | 6 | 0 | 0 | 0 | 0 | 0 | 0 | 190 | 0 | 0 | 0 | 0 | 0 | 0 | 0
2023-06-04 15:00 | 7 | 0 | 0 | 0 | 0 | 0 | 0 | 190 | 0 | 0 | 0 | 0 | 0 | 0 | 0
2023-06-04 15:30 | 8 | 0 | 0 | 0 | 0 | 0 | 0 | 190 | 0 | 0 | 0 | 0 | 0 | 0 | 0
2023-06-04 16:00 | 9 | 0 | 0 | 0 | 0 | 0 | 0 | 190 | 0 | 0 | 0 | 0 | 0 | 0 | 0
2023-06-04 16:30 | 10 | 0 | 0 | 0 | 0 | 0 | 0 | 190 | 0 | 0 | 0 | 0 | 0 | 0 | 0
2023-06-04 17:00 | 11 | 0 | 0 | 0 | 0 | 0 | 0 | 190 | 0 | 0 | 0 | 0 | 0 | 0 | 0
2023-06-04 17:30 | 12 | 0 | 0 | 0 | 0 | 0 | 0 | 290 | 0 | 0 | 0 | 0 | 0 | 0 | 0
2023-06-04 18:00 | 13 | 0 | 0 | 0 | 0 | 0 | 0 | 290 | 0 | 0 | 0 | 0 | 0 | 0 | 0
2023-06-04 18:30 | 14 | 0 | 0 | 0 | 0 | 0 | 0 | 290 | 0 | 0 | 0 | 0 | 0 | 0 | 0
2023-06-04 19:00 | 15 | 0 | 0 | 0 | 0 | 0 | 0 | 290 | 0 | 0 | 0 | 0 | 0 | 0 | 0
2023-06-04 19:30 | 16 | 0 | 0 | 0 | 0 | 0 | 0 | 290 | 0 | 0 | 0 | 0 | 0 | 0 | 0
2023-06-04 20:00 | 17 | 0 | 0 | 0 | 0 | 0 | 0 | 290 | 0 | 0 | 0 | 0 | 0 | 0 | 0
2023-06-04 20:30 | 18 | 0 | 0 | 0 | 0 | 0 | 0 | 290 | 0 | 0 | 0 | 0 | 0 | 0 | 0
2023-06-04 21:00 | 19 | 0 | 0 | 0 | 0 | 0 | 0 | 290 | 0 | 0 | 0 | 0 | 0 | 0 | 0
2023-06-04 21:30 | 20 | 0 | 0 | 0 | 0 | 0 | 0 | 290 | 0 | 0 | 0 | 0 | 0 | 0 | 0
2023-06-04 22:00 | 21 | 0 | 0 | 0 | 0 | 0 | 0 | 190 | 0 | 0 | 0 | 0 | 0 | 0 | 0
2023-06-04 22:30 | 22 | 0 | 0 | 0 | 0 | 0 | 0 | 190 | 0 | 0 | 0 | 0 | 0 | 0 | 0
2023-06-04 23:00 | 23 | 0 | 0 | 0 | 0 | 0 | 0 | 190 | 0 | 0 | 0 | 0 | 0 | 0 | 0
2023-06-04 23:30 | 24 | 0 | 0 | 0 | 0 | 0 | 0 | 190 | 0 | 0 | 0 | 0 | 0 | 0 | 0
2023-06-05 | 1 | 0 | 0 | 0 | 0 | 0 | 0 | 190 | 0 | 0 | 0 | 0 | 0 | 0 | 0
2023-06-05 00:30 | 2 | 0 | 0 | 0 | 0 | 0 | 0 | 190 | 0 | 0 | 0 | 0 | 0 | 0 | 0
2023-06-05 01:00 | 3 | 0 | 0 | 0 | 0 | 0 | 0 | 190 | 0 | 0 | 0 | 0 | 0 | 0 | 0
2023-06-05 01:30 | 4 | 0 | 0 | 0 | 0 | 0 | 0 | 190 | 0 | 0 | 0 | 0 | 0 | 0 | 0
2023-06-05 02:00 | 5 | 0 | 0 | 0 | 0 | 0 | 0 | 190 | 0 | 0 | 0 | 0 | 0 | 0 | 0
2023-06-05 02:30 | 6 | 0 | 0 | 0 | 0 | 0 | 0 | 190 | 0 | 0 | 0 | 0 | 0 | 0 | 0
2023-06-05 03:00 | 7 | 0 | 0 | 0 | 0 | 0 | 0 | 190 | 0 | 0 | 0 | 0 | 0 | 0 | 0
2023-06-05 03:30 | 8 | 0 | 0 | 0 | 0 | 0 | 0 | 190 | 0 | 0 | 0 | 0 | 0 | 0 | 0
2023-06-05 04:00 | 9 | 0 | 0 | 0 | 0 | 0 | 0 | 190 | 0 | 0 | 0 | 0 | 0 | 0 | 0
2023-06-05 04:30 | 10 | 0 | 0 | 0 | 0 | 0 | 0 | 190 | 0 | 0 | 0 | 0 | 0 | 0 | 0
2023-06-05 05:00 | 11 | 0 | 0 | 0 | 0 | 0 | 0 | 190 | 0 | 0 | 0 | 0 | 0 | 0 | 0
2023-06-05 05:30 | 12 | 0 | 0 | 0 | 0 | 0 | 0 | 290 | 0 | 0 | 0 | 0 | 0 | 0 | 0
2023-06-05 06:00 | 13 | 0 | 0 | 0 | 0 | 0 | 0 | 290 | 0 | 0 | 0 | 0 | 0 | 0 | 0
2023-06-05 06:30 | 14 | 0 | 0 | 0 | 0 | 0 | 0 | 290 | 0 | 0 | 0 | 0 | 0 | 0 | 0
2023-06-05 07:00 | 15 | 0 | 0 | 0 | 0 | 0 | 0 | 290 | 0 | 0 | 0 | 0 | 0 | 0 | 0
2023-06-05 07:30 | 16 | 0 | 0 | 0 | 0 | 0 | 0 | 290 | 0 | 0 | 0 | 0 | 0 | 0 | 0
2023-06-05 08:00 | 17 | 0 | 0 | 0 | 0 | 0 | 0 | 290 | 0 | 0 | 0 | 0 | 0 | 0 | 0
2023-06-05 08:30 | 18 | 0 | 0 | 0 | 0 | 0 | 0 | 290 | 0 | 0 | 0 | 0 | 0 | 0 | 0
2023-06-05 09:00 | 19 | 0 | 0 | 0 | 0 | 0 | 0 | 290 | 0 | 0 | 0 | 0 | 0 | 0 | 0
2023-06-05 09:30 | 20 | 0 | 0 | 0 | 0 | 0 | 0 | 290 | 0 | 0 | 0 | 0 | 0 | 0 | 0
2023-06-05 10:00 | 21 | 0 | 0 | 0 | 0 | 0 | 0 | 190 | 0 | 0 | 0 | 0 | 0 | 0 | 0
2023-06-05 10:30 | 22 | 0 | 0 | 0 | 0 | 0 | 0 | 190 | 0 | 0 | 0 | 0 | 0 | 0 | 0
2023-06-05 11:00 | 23 | 0 | 0 | 0 | 0 | 0 | 0 | 190 | 0 | 0 | 0 | 0 | 0 | 0 | 0
2023-06-05 11:30 | 24 | 0 | 0 | 0 | 0 | 0 | 0 | 190 | 0 | 0 | 0 | 0 | 0 | 0 | 0
2023-06-05 12:00 | 1 | 0 | 0 | 0 | 0 | 0 | 0 | 190 | 0 | 0 | 0 | 0 | 0 | 0 | 0
2023-06-05 12:30 | 2 | 0 | 0 | 0 | 0 | 0 | 0 | 190 | 0 | 0 | 0 | 0 | 0 | 0 | 0
2023-06-05 13:00 | 3 | 0 | 0 | 0 | 0 | 0 | 0 | 190 | 0 | 0 | 0 | 0 | 0 | 0 | 0
2023-06-05 13:30 | 4 | 0 | 0 | 0 | 0 | 0 | 0 | 190 | 0 | 0 | 0 | 0 | 0 | 0 | 0
2023-06-05 14:00 | 5 | 0 | 0 | 0 | 0 | 0 | 0 | 190 | 0 | 0 | 0 | 0 | 0 | 0 | 0
2023-06-05 14:30 | 6 | 0 | 0 | 0 | 0 | 0 | 0 | 190 | 0 | 0 | 0 | 0 | 0 | 0 | 0
2023-06-05 15:00 | 7 | 0 | 0 | 0 | 0 | 0 | 0 | 190 | 0 | 0 | 0 | 0 | 0 | 0 | 0
2023-06-05 15:30 | 8 | 0 | 0 | 0 | 0 | 0 | 0 | 190 | 0 | 0 | 0 | 0 | 0 | 0 | 0
2023-06-05 16:00 | 9 | 0 | 0 | 0 | 0 | 0 | 0 | 190 | 0 | 0 | 0 | 0 | 0 | 0 | 0
2023-06-05 16:30 | 10 | 0 | 0 | 0 | 0 | 0 | 0 | 190 | 0 | 0 | 0 | 0 | 0 | 0 | 0
2023-06-05 17:00 | 11 | 0 | 0 | 0 | 0 | 0 | 0 | 190 | 0 | 0 | 0 | 0 | 0 | 0 | 0
2023-06-05 17:30 | 12 | 0 | 0 | 0 | 0 | 0 | 0 | 290 | 0 | 0 | 0 | 0 | 0 | 0 | 0
2023-06-05 18:00 | 13 | 0 | 0 | 0 | 0 | 0 | 0 | 290 | 0 | 0 | 0 | 0 | 0 | 0 | 0
2023-06-05 18:30 | 14 | 0 | 0 | 0 | 0 | 0 | 0 | 290 | 0 | 0 | 0 | 0 | 0 | 0 | 0
2023-06-05 19:00 | 15 | 0 | 0 | 0 | 0 | 0 | 0 | 290 | 0 | 0 | 0 | 0 | 0 | 0 | 0
2023-06-05 19:30 | 16 | 0 | 0 | 0 | 0 | 0 | 0 | 290 | 0 | 0 | 0 | 0 | 0 | 0 | 0
2023-06-05 20:00 | 17 | 0 | 0 | 0 | 0 | 0 | 0 | 290 | 0 | 0 | 0 | 0 | 0 | 0 | 0
2023-06-05 20:30 | 18 | 0 | 0 | 0 | 0 | 0 | 0 | 290 | 0 | 0 | 0 | 0 | 0 | 0 | 0
2023-06-05 21:00 | 19 | 0 | 0 | 0 | 0 | 0 | 0 | 290 | 0 | 0 | 0 | 0 | 0 | 0 | 0
2023-06-05 21:30 | 20 | 0 | 0 | 0 | 0 | 0 | 0 | 290 | 0 | 0 | 0 | 0 | 0 | 0 | 0
2023-06-05 22:00 | 21 | 0 | 0 | 0 | 0 | 0 | 0 | 190 | 0 | 0 | 0 | 0 | 0 | 0 | 0
2023-06-05 22:30 | 22 | 0 | 0 | 0 | 0 | 0 | 0 | 190 | 0 | 0 | 0 | 0 | 0 | 0 | 0
2023-06-05 23:00 | 23 | 0 | 0 | 0 | 0 | 0 | 0 | 190 | 0 | 0 | 0 | 0 | 0 | 0 | 0
2023-06-05 23:30 | 24 | 0 | 0 | 0 | 0 | 0 | 0 | 190 | 0 | 0 | 0 | 0 | 0 | 0 | 0
2023-06-06 | 1 | 0 | 0 | 0 | 0 | 0 | 0 | 190 | 0 | 0 | 0 | 0 | 0 | 0 | 0
2023-06-06 00:30 | 2 | 0 | 0 | 0 | 0 | 0 | 0 | 190 | 0 | 0 | 0 | 0 | 0 | 0 | 0
2023-06-06 01:00 | 3 | 0 | 0 | 0 | 0 | 0 | 0 | 190 | 0 | 0 | 0 | 0 | 0 | 0 | 0
2023-06-06 01:30 | 4 | 0 | 0 | 0 | 0 | 0 | 0 | 190 | 0 | 0 | 0 | 0 | 0 | 0 | 0
2023-06-06 02:00 | 5 | 0 | 0 | 0 | 0 | 0 | 0 | 190 | 0 | 0 | 0 | 0 | 0 | 0 | 0
2023-06-06 02:30 | 6 | 0 | 0 | 0 | 0 | 0 | 0 | 190 | 0 | 0 | 0 | 0 | 0 | 0 | 0
2023-06-06 03:00 | 7 | 0 | 0 | 0 | 0 | 0 | 0 | 190 | 0 | 0 | 0 | 0 | 0 | 0 | 0
2023-06-06 03:30 | 8 | 0 | 0 | 0 | 0 | 0 | 0 | 190 | 0 | 0 | 0 | 0 | 0 | 0 | 0
2023-06-06 04:00 | 9 | 0 | 0 | 0 | 0 | 0 | 0 | 190 | 0 | 0 | 0 | 0 | 0 | 0 | 0
2023-06-06 04:30 | 10 | 0 | 0 | 0 | 0 | 0 | 0 | 190 | 0 | 0 | 0 | 0 | 0 | 0 | 0
2023-06-06 05:00 | 11 | 0 | 0 | 0 | 0 | 0 | 0 | 190 | 0 | 0 | 0 | 0 | 0 | 0 | 0
2023-06-06 05:30 | 12 | 0 | 0 | 0 | 0 | 0 | 0 | 290 | 0 | 0 | 0 | 0 | 0 | 0 | 0
2023-06-06 06:00 | 13 | 0 | 0 | 0 | 0 | 0 | 0 | 290 | 0 | 0 | 0 | 0 | 0 | 0 | 0
2023-06-06 06:30 | 14 | 0 | 0 | 0 | 0 | 0 | 0 | 290 | 0 | 0 | 0 | 0 | 0 | 0 | 0
2023-06-06 07:00 | 15 | 0 | 0 | 0 | 0 | 0 | 0 | 290 | 0 | 0 | 0 | 0 | 0 | 0 | 0
2023-06-06 07:30 | 16 | 0 | 0 | 0 | 0 | 0 | 0 | 290 | 0 | 0 | 0 | 0 | 0 | 0 | 0
2023-06-06 08:00 | 17 | 0 | 0 | 0 | 0 | 0 | 0 | 290 | 0 | 0 | 0 | 0 | 0 | 0 | 0
2023-06-06 08:30 | 18 | 0 | 0 | 0 | 0 | 0 | 0 | 290 | 0 | 0 | 0 | 0 | 0 | 0 | 0
2023-06-06 09:00 | 19 | 0 | 0 | 0 | 0 | 0 | 0 | 290 | 0 | 0 | 0 | 0 | 0 | 0 | 0
2023-06-06 09:30 | 20 | 0 | 0 | 0 | 0 | 0 | 0 | 290 | 0 | 0 | 0 | 0 | 0 | 0 | 0
2023-06-06 10:00 | 21 | 0 | 0 | 0 | 0 | 0 | 0 | 190 | 0 | 0 | 0 | 0 | 0 | 0 | 0
2023-06-06 10:30 | 22 | 0 | 0 | 0 | 0 | 0 | 0 | 190 | 0 | 0 | 0 | 0 | 0 | 0 | 0
2023-06-06 11:00 | 23 | 0 | 0 | 0 | 0 | 0 | 0 | 190 | 0 | 0 | 0 | 0 | 0 | 0 | 0
2023-06-06 11:30 | 24 | 0 | 0 | 0 | 0 | 0 | 0 | 190 | 0 | 0 | 0 | 0 | 0 | 0 | 0
2023-06-06 12:00 | 1 | 0 | 0 | 0 | 0 | 0 | 0 | 190 | 0 | 0 | 0 | 0 | 0 | 0 | 0
2023-06-06 12:30 | 2 | 0 | 0 | 0 | 0 | 0 | 0 | 190 | 0 | 0 | 0 | 0 | 0 | 0 | 0
2023-06-06 13:00 | 3 | 0 | 0 | 0 | 0 | 0 | 0 | 190 | 0 | 0 | 0 | 0 | 0 | 0 | 0
2023-06-06 13:30 | 4 | 0 | 0 | 0 | 0 | 0 | 0 | 190 | 0 | 0 | 0 | 0 | 0 | 0 | 0
2023-06-06 14:00 | 5 | 0 | 0 | 0 | 0 | 0 | 0 | 190 | 0 | 0 | 0 | 0 | 0 | 0 | 0
2023-06-06 14:30 | 6 | 0 | 0 | 0 | 0 | 0 | 0 | 190 | 0 | 0 | 0 | 0 | 0 | 0 | 0
2023-06-06 15:00 | 7 | 0 | 0 | 0 | 0 | 0 | 0 | 190 | 0 | 0 | 0 | 0 | 0 | 0 | 0
2023-06-06 15:30 | 8 | 0 | 0 | 0 | 0 | 0 | 0 | 190 | 0 | 0 | 0 | 0 | 0 | 0 | 0
2023-06-06 16:00 | 9 | 0 | 0 | 0 | 0 | 0 | 0 | 190 | 0 | 0 | 0 | 0 | 0 | 0 | 0
2023-06-06 16:30 | 10 | 0 | 0 | 0 | 0 | 0 | 0 | 190 | 0 | 0 | 0 | 0 | 0 | 0 | 0
2023-06-06 17:00 | 11 | 0 | 0 | 0 | 0 | 0 | 0 | 190 | 0 | 0 | 0 | 0 | 0 | 0 | 0
2023-06-06 17:30 | 12 | 0 | 0 | 0 | 0 | 0 | 0 | 290 | 0 | 0 | 0 | 0 | 0 | 0 | 0
2023-06-06 18:00 | 13 | 0 | 0 | 0 | 0 | 0 | 0 | 290 | 0 | 0 | 0 | 0 | 0 | 0 | 0
2023-06-06 18:30 | 14 | 0 | 0 | 0 | 0 | 0 | 0 | 290 | 0 | 0 | 0 | 0 | 0 | 0 | 0
2023-06-06 19:00 | 15 | 0 | 0 | 0 | 0 | 0 | 0 | 290 | 0 | 0 | 0 | 0 | 0 | 0 | 0
2023-06-06 19:30 | 16 | 0 | 0 | 0 | 0 | 0 | 0 | 290 | 0 | 0 | 0 | 0 | 0 | 0 | 0
2023-06-06 20:00 | 17 | 0 | 0 | 0 | 0 | 0 | 0 | 290 | 0 | 0 | 0 | 0 | 0 | 0 | 0
2023-06-06 20:30 | 18 | 0 | 0 | 0 | 0 | 0 | 0 | 290 | 0 | 0 | 0 | 0 | 0 | 0 | 0
2023-06-06 21:00 | 19 | 0 | 0 | 0 | 0 | 0 | 0 | 290 | 0 | 0 | 0 | 0 | 0 | 0 | 0
2023-06-06 21:30 | 20 | 0 | 0 | 0 | 0 | 0 | 0 | 290 | 0 | 0 | 0 | 0 | 0 | 0 | 0
2023-06-06 22:00 | 21 | 0 | 0 | 0 | 0 | 0 | 0 | 190 | 0 | 0 | 0 | 0 | 0 | 0 | 0
2023-06-06 22:30 | 22 | 0 | 0 | 0 | 0 | 0 | 0 | 190 | 0 | 0 | 0 | 0 | 0 | 0 | 0
2023-06-06 23:00 | 23 | 0 | 0 | 0 | 0 | 0 | 0 | 190 | 0 | 0 | 0 | 0 | 0 | 0 | 0
2023-06-06 23:30 | 24 | 0 | 0 | 0 | 0 | 0 | 0 | 190 | 0 | 0 | 0 | 0 | 0 | 0 | 0
2023-06-07 | 1 | 0 | 0 | 0 | 0 | 0 | 0 | 190 | 0 | 0 | 0 | 0 | 0 | 0 | 0
2023-06-07 00:30 | 2 | 0 | 0 | 0 | 0 | 0 | 0 | 190 | 0 | 0 | 0 | 0 | 0 | 0 | 0
2023-06-07 01:00 | 3 | 0 | 0 | 0 | 0 | 0 | 0 | 190 | 0 | 0 | 0 | 0 | 0 | 0 | 0
2023-06-07 01:30 | 4 | 0 | 0 | 0 | 0 | 0 | 0 | 190 | 0 | 0 | 0 | 0 | 0 | 0 | 0
2023-06-07 02:00 | 5 | 0 | 0 | 0 | 0 | 0 | 0 | 190 | 0 | 0 | 0 | 0 | 0 | 0 | 0
2023-06-07 02:30 | 6 | 0 | 0 | 0 | 0 | 0 | 0 | 190 | 0 | 0 | 0 | 0 | 0 | 0 | 0
2023-06-07 03:00 | 7 | 0 | 0 | 0 | 0 | 0 | 0 | 190 | 0 | 0 | 0 | 0 | 0 | 0 | 0
2023-06-07 03:30 | 8 | 0 | 0 | 0 | 0 | 0 | 0 | 190 | 0 | 0 | 0 | 0 | 0 | 0 | 0
2023-06-07 04:00 | 9 | 0 | 0 | 0 | 0 | 0 | 0 | 190 | 0 | 0 | 0 | 0 | 0 | 0 | 0
2023-06-07 04:30 | 10 | 0 | 0 | 0 | 0 | 0 | 0 | 190 | 0 | 0 | 0 | 0 | 0 | 0 | 0
2023-06-07 05:00 | 11 | 0 | 0 | 0 | 0 | 0 | 0 | 190 | 0 | 0 | 0 | 0 | 0 | 0 | 0
2023-06-07 05:30 | 12 | 0 | 0 | 0 | 0 | 0 | 0 | 290 | 0 | 0 | 0 | 0 | 0 | 0 | 0
2023-06-07 06:00 | 13 | 0 | 0 | 0 | 0 | 0 | 0 | 290 | 0 | 0 | 0 | 0 | 0 | 0 | 0
2023-06-07 06:30 | 14 | 0 | 0 | 0 | 0 | 0 | 0 | 290 | 0 | 0 | 0 | 0 | 0 | 0 | 0
2023-06-07 07:00 | 15 | 0 | 0 | 0 | 0 | 0 | 0 | 290 | 0 | 0 | 0 | 0 | 0 | 0 | 0
2023-06-07 07:30 | 16 | 0 | 0 | 0 | 0 | 0 | 0 | 290 | 0 | 0 | 0 | 0 | 0 | 0 | 0
2023-06-07 08:00 | 17 | 0 | 0 | 0 | 0 | 0 | 0 | 290 | 0 | 0 | 0 | 0 | 0 | 0 | 0
2023-06-07 08:30 | 18 | 0 | 0 | 0 | 0 | 0 | 0 | 290 | 0 | 0 | 0 | 0 | 0 | 0 | 0
2023-06-07 09:00 | 19 | 0 | 0 | 0 | 0 | 0 | 0 | 290 | 0 | 0 | 0 | 0 | 0 | 0 | 0
2023-06-07 09:30 | 20 | 0 | 0 | 0 | 0 | 0 | 0 | 290 | 0 | 0 | 0 | 0 | 0 | 0 | 0
2023-06-07 10:00 | 21 | 0 | 0 | 0 | 0 | 0 | 0 | 190 | 0 | 0 | 0 | 0 | 0 | 0 | 0
2023-06-07 10:30 | 22 | 0 | 0 | 0 | 0 | 0 | 0 | 190 | 0 | 0 | 0 | 0 | 0 | 0 | 0
2023-06-07 11:00 | 23 | 0 | 0 | 0 | 0 | 0 | 0 | 190 | 0 | 0 | 0 | 0 | 0 | 0 | 0
2023-06-07 11:30 | 24 | 0 | 0 | 0 | 0 | 0 | 0 | 190 | 0 | 0 | 0 | 0 | 0 | 0 | 0
2023-06-07 12:00 | 1 | 0 | 0 | 0 | 0 | 0 | 0 | 190 | 0 | 0 | 0 | 0 | 0 | 0 | 0
2023-06-07 12:30 | 2 | 0 | 0 | 0 | 0 | 0 | 0 | 190 | 0 | 0 | 0 | 0 | 0 | 0 | 0
2023-06-07 13:00 | 3 | 0 | 0 | 0 | 0 | 0 | 0 | 190 | 0 | 0 | 0 | 0 | 0 | 0 | 0
2023-06-07 13:30 | 4 | 0 | 0 | 0 | 0 | 0 | 0 | 190 | 0 | 0 | 0 | 0 | 0 | 0 | 0
2023-06-07 14:00 | 5 | 0 | 0 | 0 | 0 | 0 | 0 | 190 | 0 | 0 | 0 | 0 | 0 | 0 | 0
2023-06-07 14:30 | 6 | 0 | 0 | 0 | 0 | 0 | 0 | 190 | 0 | 0 | 0 | 0 | 0 | 0 | 0
2023-06-07 15:00 | 7 | 0 | 0 | 0 | 0 | 0 | 0 | 190 | 0 | 0 | 0 | 0 | 0 | 0 | 0
2023-06-07 15:30 | 8 | 0 | 0 | 0 | 0 | 0 | 0 | 190 | 0 | 0 | 0 | 0 | 0 | 0 | 0
2023-06-07 16:00 | 9 | 0 | 0 | 0 | 0 | 0 | 0 | 190 | 0 | 0 | 0 | 0 | 0 | 0 | 0
2023-06-07 16:30 | 10 | 0 | 0 | 0 | 0 | 0 | 0 | 190 | 0 | 0 | 0 | 0 | 0 | 0 | 0
2023-06-07 17:00 | 11 | 0 | 0 | 0 | 0 | 0 | 0 | 190 | 0 | 0 | 0 | 0 | 0 | 0 | 0
2023-06-07 17:30 | 12 | 0 | 0 | 0 | 0 | 0 | 0 | 290 | 0 | 0 | 0 | 0 | 0 | 0 | 0
2023-06-07 18:00 | 13 | 0 | 0 | 0 | 0 | 0 | 0 | 290 | 0 | 0 | 0 | 0 | 0 | 0 | 0
2023-06-07 18:30 | 14 | 0 | 0 | 0 | 0 | 0 | 0 | 290 | 0 | 0 | 0 | 0 | 0 | 0 | 0
2023-06-07 19:00 | 15 | 0 | 0 | 0 | 0 | 0 | 0 | 290 | 0 | 0 | 0 | 0 | 0 | 0 | 0
2023-06-07 19:30 | 16 | 0 | 0 | 0 | 0 | 0 | 0 | 290 | 0 | 0 | 0 | 0 | 0 | 0 | 0
2023-06-07 20:00 | 17 | 0 | 0 | 0 | 0 | 0 | 0 | 290 | 0 | 0 | 0 | 0 | 0 | 0 | 0
2023-06-07 20:30 | 18 | 0 | 0 | 0 | 0 | 0 | 0 | 290 | 0 | 0 | 0 | 0 | 0 | 0 | 0
2023-06-07 21:00 | 19 | 0 | 0 | 0 | 0 | 0 | 0 | 290 | 0 | 0 | 0 | 0 | 0 | 0 | 0
2023-06-07 21:30 | 20 | 0 | 0 | 0 | 0 | 0 | 0 | 290 | 0 | 0 | 0 | 0 | 0 | 0 | 0
2023-06-07 22:00 | 21 | 0 | 0 | 0 | 0 | 0 | 0 | 190 | 0 | 0 | 0 | 0 | 0 | 0 | 0
2023-06-07 22:30 | 22 | 0 | 0 | 0 | 0 | 0 | 0 | 190 | 0 | 0 | 0 | 0 | 0 | 0 | 0
2023-06-07 23:00 | 23 | 0 | 0 | 0 | 0 | 0 | 0 | 190 | 0 | 0 | 0 | 0 | 0 | 0 | 0
2023-06-07 23:30 | 24 | 0 | 0 | 0 | 0 | 0 | 0 | 190 | 0 | 0 | 0 | 0 | 0 | 0 | 0
2023-06-08 | 1 | 0 | 0 | 0 | 0 | 0 | 0 | 190 | 0 | 0 | 0 | 0 | 0 | 0 | 0
2023-06-08 00:30 | 2 | 0 | 0 | 0 | 0 | 0 | 0 | 190 | 0 | 0 | 0 | 0 | 0 | 0 | 0
2023-06-08 01:00 | 3 | 0 | 0 | 0 | 0 | 0 | 0 | 190 | 0 | 0 | 0 | 0 | 0 | 0 | 0
2023-06-08 01:30 | 4 | 0 | 0 | 0 | 0 | 0 | 0 | 190 | 0 | 0 | 0 | 0 | 0 | 0 | 0
2023-06-08 02:00 | 5 | 0 | 0 | 0 | 0 | 0 | 0 | 190 | 0 | 0 | 0 | 0 | 0 | 0 | 0
2023-06-08 02:30 | 6 | 0 | 0 | 0 | 0 | 0 | 0 | 190 | 0 | 0 | 0 | 0 | 0 | 0 | 0
2023-06-08 03:00 | 7 | 0 | 0 | 0 | 0 | 0 | 0 | 190 | 0 | 0 | 0 | 0 | 0 | 0 | 0
2023-06-08 03:30 | 8 | 0 | 0 | 0 | 0 | 0 | 0 | 190 | 0 | 0 | 0 | 0 | 0 | 0 | 0
2023-06-08 04:00 | 9 | 0 | 0 | 0 | 0 | 0 | 0 | 190 | 0 | 0 | 0 | 0 | 0 | 0 | 0
2023-06-08 04:30 | 10 | 0 | 0 | 0 | 0 | 0 | 0 | 190 | 0 | 0 | 0 | 0 | 0 | 0 | 0
2023-06-08 05:00 | 11 | 0 | 0 | 0 | 0 | 0 | 0 | 190 | 0 | 0 | 0 | 0 | 0 | 0 | 0
2023-06-08 05:30 | 12 | 0 | 0 | 0 | 0 | 0 | 0 | 290 | 0 | 0 | 0 | 0 | 0 | 0 | 0
2023-06-08 06:00 | 13 | 0 | 0 | 0 | 0 | 0 | 0 | 290 | 0 | 0 | 0 | 0 | 0 | 0 | 0
2023-06-08 06:30 | 14 | 0 | 0 | 0 | 0 | 0 | 0 | 290 | 0 | 0 | 0 | 0 | 0 | 0 | 0
2023-06-08 07:00 | 15 | 0 | 0 | 0 | 0 | 0 | 0 | 290 | 0 | 0 | 0 | 0 | 0 | 0 | 0
2023-06-08 07:30 | 16 | 0 | 0 | 0 | 0 | 0 | 0 | 290 | 0 | 0 | 0 | 0 | 0 | 0 | 0
2023-06-08 08:00 | 17 | 0 | 0 | 0 | 0 | 0 | 0 | 290 | 0 | 0 | 0 | 0 | 0 | 0 | 0
2023-06-08 08:30 | 18 | 0 | 0 | 0 | 0 | 0 | 0 | 290 | 0 | 0 | 0 | 0 | 0 | 0 | 0
2023-06-08 09:00 | 19 | 0 | 0 | 0 | 0 | 0 | 0 | 290 | 0 | 0 | 0 | 0 | 0 | 0 | 0
2023-06-08 09:30 | 20 | 0 | 0 | 0 | 0 | 0 | 0 | 290 | 0 | 0 | 0 | 0 | 0 | 0 | 0
2023-06-08 10:00 | 21 | 0 | 0 | 0 | 0 | 0 | 0 | 190 | 0 | 0 | 0 | 0 | 0 | 0 | 0
2023-06-08 10:30 | 22 | 0 | 0 | 0 | 0 | 0 | 0 | 190 | 0 | 0 | 0 | 0 | 0 | 0 | 0
2023-06-08 11:00 | 23 | 0 | 0 | 0 | 0 | 0 | 0 | 190 | 0 | 0 | 0 | 0 | 0 | 0 | 0
2023-06-08 11:30 | 24 | 0 | 0 | 0 | 0 | 0 | 0 | 190 | 0 | 0 | 0 | 0 | 0 | 0 | 0
2023-06-08 12:00 | 1 | 0 | 0 | 0 | 0 | 0 | 0 | 190 | 0 | 0 | 0 | 0 | 0 | 0 | 0
2023-06-08 12:30 | 2 | 0 | 0 | 0 | 0 | 0 | 0 | 190 | 0 | 0 | 0 | 0 | 0 | 0 | 0
2023-06-08 13:00 | 3 | 0 | 0 | 0 | 0 | 0 | 0 | 190 | 0 | 0 | 0 | 0 | 0 | 0 | 0
2023-06-08 13:30 | 4 | 0 | 0 | 0 | 0 | 0 | 0 | 190 | 0 | 0 | 0 | 0 | 0 | 0 | 0
2023-06-08 14:00 | 5 | 0 | 0 | 0 | 0 | 0 | 0 | 190 | 0 | 0 | 0 | 0 | 0 | 0 | 0
2023-06-08 14:30 | 6 | 0 | 0 | 0 | 0 | 0 | 0 | 190 | 0 | 0 | 0 | 0 | 0 | 0 | 0
2023-06-08 15:00 | 7 | 0 | 0 | 0 | 0 | 0 | 0 | 190 | 0 | 0 | 0 | 0 | 0 | 0 | 0
2023-06-08 15:30 | 8 | 0 | 0 | 0 | 0 | 0 | 0 | 190 | 0 | 0 | 0 | 0 | 0 | 0 | 0
2023-06-08 16:00 | 9 | 0 | 0 | 0 | 0 | 0 | 0 | 190 | 0 | 0 | 0 | 0 | 0 | 0 | 0
2023-06-08 16:30 | 10 | 0 | 0 | 0 | 0 | 0 | 0 | 190 | 0 | 0 | 0 | 0 | 0 | 0 | 0
2023-06-08 17:00 | 11 | 0 | 0 | 0 | 0 | 0 | 0 | 190 | 0 | 0 | 0 | 0 | 0 | 0 | 0
2023-06-08 17:30 | 12 | 0 | 0 | 0 | 0 | 0 | 0 | 290 | 0 | 0 | 0 | 0 | 0 | 0 | 0
2023-06-08 18:00 | 13 | 0 | 0 | 0 | 0 | 0 | 0 | 290 | 0 | 0 | 0 | 0 | 0 | 0 | 0
2023-06-08 18:30 | 14 | 0 | 0 | 0 | 0 | 0 | 0 | 290 | 0 | 0 | 0 | 0 | 0 | 0 | 0
2023-06-08 19:00 | 15 | 0 | 0 | 0 | 0 | 0 | 0 | 290 | 0 | 0 | 0 | 0 | 0 | 0 | 0
2023-06-08 19:30 | 16 | 0 | 0 | 0 | 0 | 0 | 0 | 290 | 0 | 0 | 0 | 0 | 0 | 0 | 0
2023-06-08 20:00 | 17 | 0 | 0 | 0 | 0 | 0 | 0 | 290 | 0 | 0 | 0 | 0 | 0 | 0 | 0
2023-06-08 20:30 | 18 | 0 | 0 | 0 | 0 | 0 | 0 | 290 | 0 | 0 | 0 | 0 | 0 | 0 | 0
2023-06-08 21:00 | 19 | 0 | 0 | 0 | 0 | 0 | 0 | 290 | 0 | 0 | 0 | 0 | 0 | 0 | 0
2023-06-08 21:30 | 20 | 0 | 0 | 0 | 0 | 0 | 0 | 290 | 0 | 0 | 0 | 0 | 0 | 0 | 0
2023-06-08 22:00 | 21 | 0 | 0 | 0 | 0 | 0 | 0 | 190 | 0 | 0 | 0 | 0 | 0 | 0 | 0
2023-06-08 22:30 | 22 | 0 | 0 | 0 | 0 | 0 | 0 | 190 | 0 | 0 | 0 | 0 | 0 | 0 | 0
2023-06-08 23:00 | 23 | 0 | 0 | 0 | 0 | 0 | 0 | 190 | 0 | 0 | 0 | 0 | 0 | 0 | 0
2023-06-08 23:30 | 24 | 0 | 0 | 0 | 0 | 0 | 0 | 190 | 0 | 0 | 0 | 0 | 0 | 0 | 0
2023-06-09 | 1 | 0 | 0 | 0 | 0 | 0 | 0 | 190 | 0 | 0 | 0 | 0 | 0 | 0 | 0
2023-06-09 00:30 | 2 | 0 | 0 | 0 | 0 | 0 | 0 | 190 | 0 | 0 | 0 | 0 | 0 | 0 | 0
2023-06-09 01:00 | 3 | 0 | 0 | 0 | 0 | 0 | 0 | 190 | 0 | 0 | 0 | 0 | 0 | 0 | 0
2023-06-09 01:30 | 4 | 0 | 0 | 0 | 0 | 0 | 0 | 190 | 0 | 0 | 0 | 0 | 0 | 0 | 0
2023-06-09 02:00 | 5 | 0 | 0 | 0 | 0 | 0 | 0 | 190 | 0 | 0 | 0 | 0 | 0 | 0 | 0
2023-06-09 02:30 | 6 | 0 | 0 | 0 | 0 | 0 | 0 | 190 | 0 | 0 | 0 | 0 | 0 | 0 | 0
2023-06-09 03:00 | 7 | 0 | 0 | 0 | 0 | 0 | 0 | 190 | 0 | 0 | 0 | 0 | 0 | 0 | 0
2023-06-09 03:30 | 8 | 0 | 0 | 0 | 0 | 0 | 0 | 190 | 0 | 0 | 0 | 0 | 0 | 0 | 0
2023-06-09 04:00 | 9 | 0 | 0 | 0 | 0 | 0 | 0 | 190 | 0 | 0 | 0 | 0 | 0 | 0 | 0
2023-06-09 04:30 | 10 | 0 | 0 | 0 | 0 | 0 | 0 | 190 | 0 | 0 | 0 | 0 | 0 | 0 | 0
2023-06-09 05:00 | 11 | 0 | 0 | 0 | 0 | 0 | 0 | 190 | 0 | 0 | 0 | 0 | 0 | 0 | 0
2023-06-09 05:30 | 12 | 0 | 0 | 0 | 0 | 0 | 0 | 290 | 0 | 0 | 0 | 0 | 0 | 0 | 0
2023-06-09 06:00 | 13 | 0 | 0 | 0 | 0 | 0 | 0 | 290 | 0 | 0 | 0 | 0 | 0 | 0 | 0
2023-06-09 06:30 | 14 | 0 | 0 | 0 | 0 | 0 | 0 | 290 | 0 | 0 | 0 | 0 | 0 | 0 | 0
2023-06-09 07:00 | 15 | 0 | 0 | 0 | 0 | 0 | 0 | 290 | 0 | 0 | 0 | 0 | 0 | 0 | 0
2023-06-09 07:30 | 16 | 0 | 0 | 0 | 0 | 0 | 0 | 290 | 0 | 0 | 0 | 0 | 0 | 0 | 0
2023-06-09 08:00 | 17 | 0 | 0 | 0 | 0 | 0 | 0 | 290 | 0 | 0 | 0 | 0 | 0 | 0 | 0
2023-06-09 08:30 | 18 | 0 | 0 | 0 | 0 | 0 | 0 | 290 | 0 | 0 | 0 | 0 | 0 | 0 | 0
2023-06-09 09:00 | 19 | 0 | 0 | 0 | 0 | 0 | 0 | 290 | 0 | 0 | 0 | 0 | 0 | 0 | 0
2023-06-09 09:30 | 20 | 0 | 0 | 0 | 0 | 0 | 0 | 290 | 0 | 0 | 0 | 0 | 0 | 0 | 0
2023-06-09 10:00 | 21 | 0 | 0 | 0 | 0 | 0 | 0 | 190 | 0 | 0 | 0 | 0 | 0 | 0 | 0
2023-06-09 10:30 | 22 | 0 | 0 | 0 | 0 | 0 | 0 | 190 | 0 | 0 | 0 | 0 | 0 | 0 | 0
2023-06-09 11:00 | 23 | 0 | 0 | 0 | 0 | 0 | 0 | 190 | 0 | 0 | 0 | 0 | 0 | 0 | 0
2023-06-09 11:30 | 24 | 0 | 0 | 0 | 0 | 0 | 0 | 190 | 0 | 0 | 0 | 0 | 0 | 0 | 0
2023-06-09 12:00 | 1 | 0 | 0 | 0 | 0 | 0 | 0 | 190 | 0 | 0 | 0 | 0 | 0 | 0 | 0
2023-06-09 12:30 | 2 | 0 | 0 | 0 | 0 | 0 | 0 | 190 | 0 | 0 | 0 | 0 | 0 | 0 | 0
2023-06-09 13:00 | 3 | 0 | 0 | 0 | 0 | 0 | 0 | 190 | 0 | 0 | 0 | 0 | 0 | 0 | 0
2023-06-09 13:30 | 4 | 0 | 0 | 0 | 0 | 0 | 0 | 190 | 0 | 0 | 0 | 0 | 0 | 0 | 0
2023-06-09 14:00 | 5 | 0 | 0 | 0 | 0 | 0 | 0 | 190 | 0 | 0 | 0 | 0 | 0 | 0 | 0
2023-06-09 14:30 | 6 | 0 | 0 | 0 | 0 | 0 | 0 | 190 | 0 | 0 | 0 | 0 | 0 | 0 | 0
2023-06-09 15:00 | 7 | 0 | 0 | 0 | 0 | 0 | 0 | 190 | 0 | 0 | 0 | 0 | 0 | 0 | 0
2023-06-09 15:30 | 8 | 0 | 0 | 0 | 0 | 0 | 0 | 190 | 0 | 0 | 0 | 0 | 0 | 0 | 0
2023-06-09 16:00 | 9 | 0 | 0 | 0 | 0 | 0 | 0 | 190 | 0 | 0 | 0 | 0 | 0 | 0 | 0
2023-06-09 16:30 | 10 | 0 | 0 | 0 | 0 | 0 | 0 | 190 | 0 | 0 | 0 | 0 | 0 | 0 | 0
2023-06-09 17:00 | 11 | 0 | 0 | 0 | 0 | 0 | 0 | 190 | 0 | 0 | 0 | 0 | 0 | 0 | 0
2023-06-09 17:30 | 12 | 0 | 0 | 0 | 0 | 0 | 0 | 290 | 0 | 0 | 0 | 0 | 0 | 0 | 0
2023-06-09 18:00 | 13 | 0 | 0 | 0 | 0 | 0 | 0 | 290 | 0 | 0 | 0 | 0 | 0 | 0 | 0
2023-06-09 18:30 | 14 | 0 | 0 | 0 | 0 | 0 | 0 | 290 | 0 | 0 | 0 | 0 | 0 | 0 | 0
2023-06-09 19:00 | 15 | 0 | 0 | 0 | 0 | 0 | 0 | 290 | 0 | 0 | 0 | 0 | 0 | 0 | 0
2023-06-09 19:30 | 16 | 0 | 0 | 0 | 0 | 0 | 0 | 290 | 0 | 0 | 0 | 0 | 0 | 0 | 0
2023-06-09 20:00 | 17 | 0 | 0 | 0 | 0 | 0 | 0 | 290 | 0 | 0 | 0 | 0 | 0 | 0 | 0
2023-06-09 20:30 | 18 | 0 | 0 | 0 | 0 | 0 | 0 | 290 | 0 | 0 | 0 | 0 | 0 | 0 | 0
2023-06-09 21:00 | 19 | 0 | 0 | 0 | 0 | 0 | 0 | 290 | 0 | 0 | 0 | 0 | 0 | 0 | 0
2023-06-09 21:30 | 20 | 0 | 0 | 0 | 0 | 0 | 0 | 290 | 0 | 0 | 0 | 0 | 0 | 0 | 0
2023-06-09 22:00 | 21 | 0 | 0 | 0 | 0 | 0 | 0 | 190 | 0 | 0 | 0 | 0 | 0 | 0 | 0
2023-06-09 22:30 | 22 | 0 | 0 | 0 | 0 | 0 | 0 | 190 | 0 | 0 | 0 | 0 | 0 | 0 | 0
2023-06-09 23:00 | 23 | 0 | 0 | 0 | 0 | 0 | 0 | 190 | 0 | 0 | 0 | 0 | 0 | 0 | 0
2023-06-09 23:30 | 24 | 0 | 0 | 0 | 0 | 0 | 0 | 190 | 0 | 0 | 0 | 0 | 0 | 0 | 0
2023-06-10 | 1 | 0 | 0 | 0 | 0 | 0 | 0 | 190 | 0 | 0 | 0 | 0 | 0 | 0 | 0
2023-06-10 00:30 | 2 | 0 | 0 | 0 | 0 | 0 | 0 | 190 | 0 | 0 | 0 | 0 | 0 | 0 | 0
2023-06-10 01:00 | 3 | 0 | 0 | 0 | 0 | 0 | 0 | 190 | 0 | 0 | 0 | 0 | 0 | 0 | 0
2023-06-10 01:30 | 4 | 0 | 0 | 0 | 0 | 0 | 0 | 190 | 0 | 0 | 0 | 0 | 0 | 0 | 0
2023-06-10 02:00 | 5 | 0 | 0 | 0 | 0 | 0 | 0 | 190 | 0 | 0 | 0 | 0 | 0 | 0 | 0
2023-06-10 02:30 | 6 | 0 | 0 | 0 | 0 | 0 | 0 | 190 | 0 | 0 | 0 | 0 | 0 | 0 | 0
2023-06-10 03:00 | 7 | 0 | 0 | 0 | 0 | 0 | 0 | 190 | 0 | 0 | 0 | 0 | 0 | 0 | 0
2023-06-10 03:30 | 8 | 0 | 0 | 0 | 0 | 0 | 0 | 190 | 0 | 0 | 0 | 0 | 0 | 0 | 0
2023-06-10 04:00 | 9 | 0 | 0 | 0 | 0 | 0 | 0 | 190 | 0 | 0 | 0 | 0 | 0 | 0 | 0
2023-06-10 04:30 | 10 | 0 | 0 | 0 | 0 | 0 | 0 | 190 | 0 | 0 | 0 | 0 | 0 | 0 | 0
2023-06-10 05:00 | 11 | 0 | 0 | 0 | 0 | 0 | 0 | 190 | 0 | 0 | 0 | 0 | 0 | 0 | 0
2023-06-10 05:30 | 12 | 0 | 0 | 0 | 0 | 0 | 0 | 290 | 0 | 0 | 0 | 0 | 0 | 0 | 0
2023-06-10 06:00 | 13 | 0 | 0 | 0 | 0 | 0 | 0 | 290 | 0 | 0 | 0 | 0 | 0 | 0 | 0
2023-06-10 06:30 | 14 | 0 | 0 | 0 | 0 | 0 | 0 | 290 | 0 | 0 | 0 | 0 | 0 | 0 | 0
2023-06-10 07:00 | 15 | 0 | 0 | 0 | 0 | 0 | 0 | 290 | 0 | 0 | 0 | 0 | 0 | 0 | 0
2023-06-10 07:30 | 16 | 0 | 0 | 0 | 0 | 0 | 0 | 290 | 0 | 0 | 0 | 0 | 0 | 0 | 0
2023-06-10 08:00 | 17 | 0 | 0 | 0 | 0 | 0 | 0 | 290 | 0 | 0 | 0 | 0 | 0 | 0 | 0
2023-06-10 08:30 | 18 | 0 | 0 | 0 | 0 | 0 | 0 | 290 | 0 | 0 | 0 | 0 | 0 | 0 | 0
2023-06-10 09:00 | 19 | 0 | 0 | 0 | 0 | 0 | 0 | 290 | 0 | 0 | 0 | 0 | 0 | 0 | 0
2023-06-10 09:30 | 20 | 0 | 0 | 0 | 0 | 0 | 0 | 290 | 0 | 0 | 0 | 0 | 0 | 0 | 0
2023-06-10 10:00 | 21 | 0 | 0 | 0 | 0 | 0 | 0 | 190 | 0 | 0 | 0 | 0 | 0 | 0 | 0
2023-06-10 10:30 | 22 | 0 | 0 | 0 | 0 | 0 | 0 | 190 | 0 | 0 | 0 | 0 | 0 | 0 | 0
2023-06-10 11:00 | 23 | 0 | 0 | 0 | 0 | 0 | 0 | 190 | 0 | 0 | 0 | 0 | 0 | 0 | 0
2023-06-10 11:30 | 24 | 0 | 0 | 0 | 0 | 0 | 0 | 190 | 0 | 0 | 0 | 0 | 0 | 0 | 0
2023-06-10 12:00 | 1 | 0 | 0 | 0 | 0 | 0 | 0 | 190 | 0 | 0 | 0 | 0 | 0 | 0 | 0
2023-06-10 12:30 | 2 | 0 | 0 | 0 | 0 | 0 | 0 | 190 | 0 | 0 | 0 | 0 | 0 | 0 | 0
2023-06-10 13:00 | 3 | 0 | 0 | 0 | 0 | 0 | 0 | 190 | 0 | 0 | 0 | 0 | 0 | 0 | 0
2023-06-10 13:30 | 4 | 0 | 0 | 0 | 0 | 0 | 0 | 190 | 0 | 0 | 0 | 0 | 0 | 0 | 0
2023-06-10 14:00 | 5 | 0 | 0 | 0 | 0 | 0 | 0 | 190 | 0 | 0 | 0 | 0 | 0 | 0 | 0
2023-06-10 14:30 | 6 | 0 | 0 | 0 | 0 | 0 | 0 | 190 | 0 | 0 | 0 | 0 | 0 | 0 | 0
2023-06-10 15:00 | 7 | 0 | 0 | 0 | 0 | 0 | 0 | 190 | 0 | 0 | 0 | 0 | 0 | 0 | 0
2023-06-10 15:30 | 8 | 0 | 0 | 0 | 0 | 0 | 0 | 190 | 0 | 0 | 0 | 0 | 0 | 0 | 0
2023-06-10 16:00 | 9 | 0 | 0 | 0 | 0 | 0 | 0 | 190 | 0 | 0 | 0 | 0 | 0 | 0 | 0
2023-06-10 16:30 | 10 | 0 | 0 | 0 | 0 | 0 | 0 | 190 | 0 | 0 | 0 | 0 | 0 | 0 | 0
2023-06-10 17:00 | 11 | 0 | 0 | 0 | 0 | 0 | 0 | 190 | 0 | 0 | 0 | 0 | 0 | 0 | 0
2023-06-10 17:30 | 12 | 0 | 0 | 0 | 0 | 0 | 0 | 290 | 0 | 0 | 0 | 0 | 0 | 0 | 0
2023-06-10 18:00 | 13 | 0 | 0 | 0 | 0 | 0 | 0 | 290 | 0 | 0 | 0 | 0 | 0 | 0 | 0
2023-06-10 18:30 | 14 | 0 | 0 | 0 | 0 | 0 | 0 | 290 | 0 | 0 | 0 | 0 | 0 | 0 | 0
2023-06-10 19:00 | 15 | 0 | 0 | 0 | 0 | 0 | 0 | 290 | 0 | 0 | 0 | 0 | 0 | 0 | 0
2023-06-10 19:30 | 16 | 0 | 0 | 0 | 0 | 0 | 0 | 290 | 0 | 0 | 0 | 0 | 0 | 0 | 0
2023-06-10 20:00 | 17 | 0 | 0 | 0 | 0 | 0 | 0 | 290 | 0 | 0 | 0 | 0 | 0 | 0 | 0
2023-06-10 20:30 | 18 | 0 | 0 | 0 | 0 | 0 | 0 | 290 | 0 | 0 | 0 | 0 | 0 | 0 | 0
2023-06-10 21:00 | 19 | 0 | 0 | 0 | 0 | 0 | 0 | 290 | 0 | 0 | 0 | 0 | 0 | 0 | 0
2023-06-10 21:30 | 20 | 0 | 0 | 0 | 0 | 0 | 0 | 290 | 0 | 0 | 0 | 0 | 0 | 0 | 0
2023-06-10 22:00 | 21 | 0 | 0 | 0 | 0 | 0 | 0 | 190 | 0 | 0 | 0 | 0 | 0 | 0 | 0
2023-06-10 22:30 | 22 | 0 | 0 | 0 | 0 | 0 | 0 | 190 | 0 | 0 | 0 | 0 | 0 | 0 | 0
2023-06-10 23:00 | 23 | 0 | 0 | 0 | 0 | 0 | 0 | 190 | 0 | 0 | 0 | 0 | 0 | 0 | 0
2023-06-10 23:30 | 24 | 0 | 0 | 0 | 0 | 0 | 0 | 190 | 0 | 0 | 0 | 0 | 0 | 0 | 0
2023-06-11 | 1 | 0 | 0 | 0 | 0 | 0 | 0 | 190 | 0 | 0 | 0 | 0 | 0 | 0 | 0
2023-06-11 00:30 | 2 | 0 | 0 | 0 | 0 | 0 | 0 | 190 | 0 | 0 | 0 | 0 | 0 | 0 | 0
2023-06-11 01:00 | 3 | 0 | 0 | 0 | 0 | 0 | 0 | 190 | 0 | 0 | 0 | 0 | 0 | 0 | 0
2023-06-11 01:30 | 4 | 0 | 0 | 0 | 0 | 0 | 0 | 190 | 0 | 0 | 0 | 0 | 0 | 0 | 0
2023-06-11 02:00 | 5 | 0 | 0 | 0 | 0 | 0 | 0 | 190 | 0 | 0 | 0 | 0 | 0 | 0 | 0
2023-06-11 02:30 | 6 | 0 | 0 | 0 | 0 | 0 | 0 | 190 | 0 | 0 | 0 | 0 | 0 | 0 | 0
2023-06-11 03:00 | 7 | 0 | 0 | 0 | 0 | 0 | 0 | 190 | 0 | 0 | 0 | 0 | 0 | 0 | 0
2023-06-11 03:30 | 8 | 0 | 0 | 0 | 0 | 0 | 0 | 190 | 0 | 0 | 0 | 0 | 0 | 0 | 0
2023-06-11 04:00 | 9 | 0 | 0 | 0 | 0 | 0 | 0 | 190 | 0 | 0 | 0 | 0 | 0 | 0 | 0
2023-06-11 04:30 | 10 | 0 | 0 | 0 | 0 | 0 | 0 | 190 | 0 | 0 | 0 | 0 | 0 | 0 | 0
2023-06-11 05:00 | 11 | 0 | 0 | 0 | 0 | 0 | 0 | 190 | 0 | 0 | 0 | 0 | 0 | 0 | 0
2023-06-11 05:30 | 12 | 0 | 0 | 0 | 0 | 0 | 0 | 290 | 0 | 0 | 0 | 0 | 0 | 0 | 0
2023-06-11 06:00 | 13 | 0 | 0 | 0 | 0 | 0 | 0 | 290 | 0 | 0 | 0 | 0 | 0 | 0 | 0
2023-06-11 06:30 | 14 | 0 | 0 | 0 | 0 | 0 | 0 | 290 | 0 | 0 | 0 | 0 | 0 | 0 | 0
2023-06-11 07:00 | 15 | 0 | 0 | 0 | 0 | 0 | 0 | 290 | 0 | 0 | 0 | 0 | 0 | 0 | 0
2023-06-11 07:30 | 16 | 0 | 0 | 0 | 0 | 0 | 0 | 290 | 0 | 0 | 0 | 0 | 0 | 0 | 0
2023-06-11 08:00 | 17 | 0 | 0 | 0 | 0 | 0 | 0 | 290 | 0 | 0 | 0 | 0 | 0 | 0 | 0
2023-06-11 08:30 | 18 | 0 | 0 | 0 | 0 | 0 | 0 | 290 | 0 | 0 | 0 | 0 | 0 | 0 | 0
2023-06-11 09:00 | 19 | 0 | 0 | 0 | 0 | 0 | 0 | 290 | 0 | 0 | 0 | 0 | 0 | 0 | 0
2023-06-11 09:30 | 20 | 0 | 0 | 0 | 0 | 0 | 0 | 290 | 0 | 0 | 0 | 0 | 0 | 0 | 0
2023-06-11 10:00 | 21 | 0 | 0 | 0 | 0 | 0 | 0 | 190 | 0 | 0 | 0 | 0 | 0 | 0 | 0
2023-06-11 10:30 | 22 | 0 | 0 | 0 | 0 | 0 | 0 | 190 | 0 | 0 | 0 | 0 | 0 | 0 | 0
2023-06-11 11:00 | 23 | 0 | 0 | 0 | 0 | 0 | 0 | 190 | 0 | 0 | 0 | 0 | 0 | 0 | 0
2023-06-11 11:30 | 24 | 0 | 0 | 0 | 0 | 0 | 0 | 190 | 0 | 0 | 0 | 0 | 0 | 0 | 0
2023-06-11 12:00 | 1 | 0 | 0 | 0 | 0 | 0 | 0 | 190 | 0 | 0 | 0 | 0 | 0 | 0 | 0
2023-06-11 12:30 | 2 | 0 | 0 | 0 | 0 | 0 | 0 | 190 | 0 | 0 | 0 | 0 | 0 | 0 | 0
2023-06-11 13:00 | 3 | 0 | 0 | 0 | 0 | 0 | 0 | 190 | 0 | 0 | 0 | 0 | 0 | 0 | 0
2023-06-11 13:30 | 4 | 0 | 0 | 0 | 0 | 0 | 0 | 190 | 0 | 0 | 0 | 0 | 0 | 0 | 0
2023-06-11 14:00 | 5 | 0 | 0 | 0 | 0 | 0 | 0 | 190 | 0 | 0 | 0 | 0 | 0 | 0 | 0
2023-06-11 14:30 | 6 | 0 | 0 | 0 | 0 | 0 | 0 | 190 | 0 | 0 | 0 | 0 | 0 | 0 | 0
2023-06-11 15:00 | 7 | 0 | 0 | 0 | 0 | 0 | 0 | 190 | 0 | 0 | 0 | 0 | 0 | 0 | 0
2023-06-11 15:30 | 8 | 0 | 0 | 0 | 0 | 0 | 0 | 190 | 0 | 0 | 0 | 0 | 0 | 0 | 0
2023-06-11 16:00 | 9 | 0 | 0 | 0 | 0 | 0 | 0 | 190 | 0 | 0 | 0 | 0 | 0 | 0 | 0
2023-06-11 16:30 | 10 | 0 | 0 | 0 | 0 | 0 | 0 | 190 | 0 | 0 | 0 | 0 | 0 | 0 | 0
2023-06-11 17:00 | 11 | 0 | 0 | 0 | 0 | 0 | 0 | 190 | 0 | 0 | 0 | 0 | 0 | 0 | 0
2023-06-11 17:30 | 12 | 0 | 0 | 0 | 0 | 0 | 0 | 290 | 0 | 0 | 0 | 0 | 0 | 0 | 0
2023-06-11 18:00 | 13 | 0 | 0 | 0 | 0 | 0 | 0 | 290 | 0 | 0 | 0 | 0 | 0 | 0 | 0
2023-06-11 18:30 | 14 | 0 | 0 | 0 | 0 | 0 | 0 | 290 | 0 | 0 | 0 | 0 | 0 | 0 | 0
2023-06-11 19:00 | 15 | 0 | 0 | 0 | 0 | 0 | 0 | 290 | 0 | 0 | 0 | 0 | 0 | 0 | 0
2023-06-11 19:30 | 16 | 0 | 0 | 0 | 0 | 0 | 0 | 290 | 0 | 0 | 0 | 0 | 0 | 0 | 0
2023-06-11 20:00 | 17 | 0 | 0 | 0 | 0 | 0 | 0 | 290 | 0 | 0 | 0 | 0 | 0 | 0 | 0
2023-06-11 20:30 | 18 | 0 | 0 | 0 | 0 | 0 | 0 | 290 | 0 | 0 | 0 | 0 | 0 | 0 | 0
2023-06-11 21:00 | 19 | 0 | 0 | 0 | 0 | 0 | 0 | 290 | 0 | 0 | 0 | 0 | 0 | 0 | 0
2023-06-11 21:30 | 20 | 0 | 0 | 0 | 0 | 0 | 0 | 290 | 0 | 0 | 0 | 0 | 0 | 0 | 0
2023-06-11 22:00 | 21 | 0 | 0 | 0 | 0 | 0 | 0 | 190 | 0 | 0 | 0 | 0 | 0 | 0 | 0
2023-06-11 22:30 | 22 | 0 | 0 | 0 | 0 | 0 | 0 | 190 | 0 | 0 | 0 | 0 | 0 | 0 | 0
2023-06-11 23:00 | 23 | 0 | 0 | 0 | 0 | 0 | 0 | 190 | 0 | 0 | 0 | 0 | 0 | 0 | 0
2023-06-11 23:30 | 24 | 0 | 0 | 0 | 0 | 0 | 0 | 190 | 0 | 0 | 0 | 0 | 0 | 0 | 0
2023-06-12 | 1 | 0 | 0 | 0 | 0 | 0 | 0 | 190 | 0 | 0 | 0 | 0 | 0 | 0 | 0
2023-06-12 00:30 | 2 | 0 | 0 | 0 | 0 | 0 | 0 | 190 | 0 | 0 | 0 | 0 | 0 | 0 | 0
2023-06-12 01:00 | 3 | 0 | 0 | 0 | 0 | 0 | 0 | 190 | 0 | 0 | 0 | 0 | 0 | 0 | 0
2023-06-12 01:30 | 4 | 0 | 0 | 0 | 0 | 0 | 0 | 190 | 0 | 0 | 0 | 0 | 0 | 0 | 0
2023-06-12 02:00 | 5 | 0 | 0 | 0 | 0 | 0 | 0 | 190 | 0 | 0 | 0 | 0 | 0 | 0 | 0
2023-06-12 02:30 | 6 | 0 | 0 | 0 | 0 | 0 | 0 | 190 | 0 | 0 | 0 | 0 | 0 | 0 | 0
2023-06-12 03:00 | 7 | 0 | 0 | 0 | 0 | 0 | 0 | 190 | 0 | 0 | 0 | 0 | 0 | 0 | 0
2023-06-12 03:30 | 8 | 0 | 0 | 0 | 0 | 0 | 0 | 190 | 0 | 0 | 0 | 0 | 0 | 0 | 0
2023-06-12 04:00 | 9 | 0 | 0 | 0 | 0 | 0 | 0 | 190 | 0 | 0 | 0 | 0 | 0 | 0 | 0
2023-06-12 04:30 | 10 | 0 | 0 | 0 | 0 | 0 | 0 | 190 | 0 | 0 | 0 | 0 | 0 | 0 | 0
2023-06-12 05:00 | 11 | 0 | 0 | 0 | 0 | 0 | 0 | 190 | 0 | 0 | 0 | 0 | 0 | 0 | 0
2023-06-12 05:30 | 12 | 0 | 0 | 0 | 0 | 0 | 0 | 290 | 0 | 0 | 0 | 0 | 0 | 0 | 0
2023-06-12 06:00 | 13 | 0 | 0 | 0 | 0 | 0 | 0 | 290 | 0 | 0 | 0 | 0 | 0 | 0 | 0
2023-06-12 06:30 | 14 | 0 | 0 | 0 | 0 | 0 | 0 | 290 | 0 | 0 | 0 | 0 | 0 | 0 | 0
2023-06-12 07:00 | 15 | 0 | 0 | 0 | 0 | 0 | 0 | 290 | 0 | 0 | 0 | 0 | 0 | 0 | 0
2023-06-12 07:30 | 16 | 0 | 0 | 0 | 0 | 0 | 0 | 290 | 0 | 0 | 0 | 0 | 0 | 0 | 0
2023-06-12 08:00 | 17 | 0 | 0 | 0 | 0 | 0 | 0 | 290 | 0 | 0 | 0 | 0 | 0 | 0 | 0
2023-06-12 08:30 | 18 | 0 | 0 | 0 | 0 | 0 | 0 | 290 | 0 | 0 | 0 | 0 | 0 | 0 | 0
2023-06-12 09:00 | 19 | 0 | 0 | 0 | 0 | 0 | 0 | 290 | 0 | 0 | 0 | 0 | 0 | 0 | 0
2023-06-12 09:30 | 20 | 0 | 0 | 0 | 0 | 0 | 0 | 290 | 0 | 0 | 0 | 0 | 0 | 0 | 0
2023-06-12 10:00 | 21 | 0 | 0 | 0 | 0 | 0 | 0 | 190 | 0 | 0 | 0 | 0 | 0 | 0 | 0
2023-06-12 10:30 | 22 | 0 | 0 | 0 | 0 | 0 | 0 | 190 | 0 | 0 | 0 | 0 | 0 | 0 | 0
2023-06-12 11:00 | 23 | 0 | 0 | 0 | 0 | 0 | 0 | 190 | 0 | 0 | 0 | 0 | 0 | 0 | 0
2023-06-12 11:30 | 24 | 0 | 0 | 0 | 0 | 0 | 0 | 190 | 0 | 0 | 0 | 0 | 0 | 0 | 0
2023-06-12 12:00 | 1 | 0 | 0 | 0 | 0 | 0 | 0 | 190 | 0 | 0 | 0 | 0 | 0 | 0 | 0
2023-06-12 12:30 | 2 | 0 | 0 | 0 | 0 | 0 | 0 | 190 | 0 | 0 | 0 | 0 | 0 | 0 | 0
2023-06-12 13:00 | 3 | 0 | 0 | 0 | 0 | 0 | 0 | 190 | 0 | 0 | 0 | 0 | 0 | 0 | 0
2023-06-12 13:30 | 4 | 0 | 0 | 0 | 0 | 0 | 0 | 190 | 0 | 0 | 0 | 0 | 0 | 0 | 0
2023-06-12 14:00 | 5 | 0 | 0 | 0 | 0 | 0 | 0 | 190 | 0 | 0 | 0 | 0 | 0 | 0 | 0
2023-06-12 14:30 | 6 | 0 | 0 | 0 | 0 | 0 | 0 | 190 | 0 | 0 | 0 | 0 | 0 | 0 | 0
2023-06-12 15:00 | 7 | 0 | 0 | 0 | 0 | 0 | 0 | 190 | 0 | 0 | 0 | 0 | 0 | 0 | 0
2023-06-12 15:30 | 8 | 0 | 0 | 0 | 0 | 0 | 0 | 190 | 0 | 0 | 0 | 0 | 0 | 0 | 0
2023-06-12 16:00 | 9 | 0 | 0 | 0 | 0 | 0 | 0 | 190 | 0 | 0 | 0 | 0 | 0 | 0 | 0
2023-06-12 16:30 | 10 | 0 | 0 | 0 | 0 | 0 | 0 | 190 | 0 | 0 | 0 | 0 | 0 | 0 | 0
2023-06-12 17:00 | 11 | 0 | 0 | 0 | 0 | 0 | 0 | 190 | 0 | 0 | 0 | 0 | 0 | 0 | 0
2023-06-12 17:30 | 12 | 0 | 0 | 0 | 0 | 0 | 0 | 290 | 0 | 0 | 0 | 0 | 0 | 0 | 0
2023-06-12 18:00 | 13 | 0 | 0 | 0 | 0 | 0 | 0 | 290 | 0 | 0 | 0 | 0 | 0 | 0 | 0
2023-06-12 18:30 | 14 | 0 | 0 | 0 | 0 | 0 | 0 | 290 | 0 | 0 | 0 | 0 | 0 | 0 | 0
2023-06-12 19:00 | 15 | 0 | 0 | 0 | 0 | 0 | 0 | 290 | 0 | 0 | 0 | 0 | 0 | 0 | 0
2023-06-12 19:30 | 16 | 0 | 0 | 0 | 0 | 0 | 0 | 290 | 0 | 0 | 0 | 0 | 0 | 0 | 0
2023-06-12 20:00 | 17 | 0 | 0 | 0 | 0 | 0 | 0 | 290 | 0 | 0 | 0 | 0 | 0 | 0 | 0
2023-06-12 20:30 | 18 | 0 | 0 | 0 | 0 | 0 | 0 | 290 | 0 | 0 | 0 | 0 | 0 | 0 | 0
2023-06-12 21:00 | 19 | 0 | 0 | 0 | 0 | 0 | 0 | 290 | 0 | 0 | 0 | 0 | 0 | 0 | 0
2023-06-12 21:30 | 20 | 0 | 0 | 0 | 0 | 0 | 0 | 290 | 0 | 0 | 0 | 0 | 0 | 0 | 0
2023-06-12 22:00 | 21 | 0 | 0 | 0 | 0 | 0 | 0 | 190 | 0 | 0 | 0 | 0 | 0 | 0 | 0
2023-06-12 22:30 | 22 | 0 | 0 | 0 | 0 | 0 | 0 | 190 | 0 | 0 | 0 | 0 | 0 | 0 | 0
2023-06-12 23:00 | 23 | 0 | 0 | 0 | 0 | 0 | 0 | 190 | 0 | 0 | 0 | 0 | 0 | 0 | 0
2023-06-12 23:30 | 24 | 0 | 0 | 0 | 0 | 0 | 0 | 190 | 0 | 0 | 0 | 0 | 0 | 0 | 0
2023-06-13 | 1 | 0 | 0 | 0 | 0 | 0 | 0 | 190 | 0 | 0 | 0 | 0 | 0 | 0 | 0
2023-06-13 00:30 | 2 | 0 | 0 | 0 | 0 | 0 | 0 | 190 | 0 | 0 | 0 | 0 | 0 | 0 | 0
2023-06-13 01:00 | 3 | 0 | 0 | 0 | 0 | 0 | 0 | 190 | 0 | 0 | 0 | 0 | 0 | 0 | 0
2023-06-13 01:30 | 4 | 0 | 0 | 0 | 0 | 0 | 0 | 190 | 0 | 0 | 0 | 0 | 0 | 0 | 0
2023-06-13 02:00 | 5 | 0 | 0 | 0 | 0 | 0 | 0 | 190 | 0 | 0 | 0 | 0 | 0 | 0 | 0
2023-06-13 02:30 | 6 | 0 | 0 | 0 | 0 | 0 | 0 | 190 | 0 | 0 | 0 | 0 | 0 | 0 | 0
2023-06-13 03:00 | 7 | 0 | 0 | 0 | 0 | 0 | 0 | 190 | 0 | 0 | 0 | 0 | 0 | 0 | 0
2023-06-13 03:30 | 8 | 0 | 0 | 0 | 0 | 0 | 0 | 190 | 0 | 0 | 0 | 0 | 0 | 0 | 0
2023-06-13 04:00 | 9 | 0 | 0 | 0 | 0 | 0 | 0 | 190 | 0 | 0 | 0 | 0 | 0 | 0 | 0
2023-06-13 04:30 | 10 | 0 | 0 | 0 | 0 | 0 | 0 | 190 | 0 | 0 | 0 | 0 | 0 | 0 | 0
2023-06-13 05:00 | 11 | 0 | 0 | 0 | 0 | 0 | 0 | 190 | 0 | 0 | 0 | 0 | 0 | 0 | 0
2023-06-13 05:30 | 12 | 0 | 0 | 0 | 0 | 0 | 0 | 290 | 0 | 0 | 0 | 0 | 0 | 0 | 0
2023-06-13 06:00 | 13 | 0 | 0 | 0 | 0 | 0 | 0 | 290 | 0 | 0 | 0 | 0 | 0 | 0 | 0
2023-06-13 06:30 | 14 | 0 | 0 | 0 | 0 | 0 | 0 | 290 | 0 | 0 | 0 | 0 | 0 | 0 | 0
2023-06-13 07:00 | 15 | 0 | 0 | 0 | 0 | 0 | 0 | 290 | 0 | 0 | 0 | 0 | 0 | 0 | 0
2023-06-13 07:30 | 16 | 0 | 0 | 0 | 0 | 0 | 0 | 290 | 0 | 0 | 0 | 0 | 0 | 0 | 0
2023-06-13 08:00 | 17 | 0 | 0 | 0 | 0 | 0 | 0 | 290 | 0 | 0 | 0 | 0 | 0 | 0 | 0
2023-06-13 08:30 | 18 | 0 | 0 | 0 | 0 | 0 | 0 | 290 | 0 | 0 | 0 | 0 | 0 | 0 | 0
2023-06-13 09:00 | 19 | 0 | 0 | 0 | 0 | 0 | 0 | 290 | 0 | 0 | 0 | 0 | 0 | 0 | 0
2023-06-13 09:30 | 20 | 0 | 0 | 0 | 0 | 0 | 0 | 290 | 0 | 0 | 0 | 0 | 0 | 0 | 0
2023-06-13 10:00 | 21 | 0 | 0 | 0 | 0 | 0 | 0 | 190 | 0 | 0 | 0 | 0 | 0 | 0 | 0
2023-06-13 10:30 | 22 | 0 | 0 | 0 | 0 | 0 | 0 | 190 | 0 | 0 | 0 | 0 | 0 | 0 | 0
2023-06-13 11:00 | 23 | 0 | 0 | 0 | 0 | 0 | 0 | 190 | 0 | 0 | 0 | 0 | 0 | 0 | 0
2023-06-13 11:30 | 24 | 0 | 0 | 0 | 0 | 0 | 0 | 190 | 0 | 0 | 0 | 0 | 0 | 0 | 0
2023-06-13 12:00 | 1 | 0 | 0 | 0 | 0 | 0 | 0 | 190 | 0 | 0 | 0 | 0 | 0 | 0 | 0
2023-06-13 12:30 | 2 | 0 | 0 | 0 | 0 | 0 | 0 | 190 | 0 | 0 | 0 | 0 | 0 | 0 | 0
2023-06-13 13:00 | 3 | 0 | 0 | 0 | 0 | 0 | 0 | 190 | 0 | 0 | 0 | 0 | 0 | 0 | 0
2023-06-13 13:30 | 4 | 0 | 0 | 0 | 0 | 0 | 0 | 190 | 0 | 0 | 0 | 0 | 0 | 0 | 0
2023-06-13 14:00 | 5 | 0 | 0 | 0 | 0 | 0 | 0 | 190 | 0 | 0 | 0 | 0 | 0 | 0 | 0
2023-06-13 14:30 | 6 | 0 | 0 | 0 | 0 | 0 | 0 | 190 | 0 | 0 | 0 | 0 | 0 | 0 | 0
2023-06-13 15:00 | 7 | 0 | 0 | 0 | 0 | 0 | 0 | 190 | 0 | 0 | 0 | 0 | 0 | 0 | 0
2023-06-13 15:30 | 8 | 0 | 0 | 0 | 0 | 0 | 0 | 190 | 0 | 0 | 0 | 0 | 0 | 0 | 0
2023-06-13 16:00 | 9 | 0 | 0 | 0 | 0 | 0 | 0 | 190 | 0 | 0 | 0 | 0 | 0 | 0 | 0
2023-06-13 16:30 | 10 | 0 | 0 | 0 | 0 | 0 | 0 | 190 | 0 | 0 | 0 | 0 | 0 | 0 | 0
2023-06-13 17:00 | 11 | 0 | 0 | 0 | 0 | 0 | 0 | 190 | 0 | 0 | 0 | 0 | 0 | 0 | 0
2023-06-13 17:30 | 12 | 0 | 0 | 0 | 0 | 0 | 0 | 290 | 0 | 0 | 0 | 0 | 0 | 0 | 0
2023-06-13 18:00 | 13 | 0 | 0 | 0 | 0 | 0 | 0 | 290 | 0 | 0 | 0 | 0 | 0 | 0 | 0
2023-06-13 18:30 | 14 | 0 | 0 | 0 | 0 | 0 | 0 | 290 | 0 | 0 | 0 | 0 | 0 | 0 | 0
2023-06-13 19:00 | 15 | 0 | 0 | 0 | 0 | 0 | 0 | 290 | 0 | 0 | 0 | 0 | 0 | 0 | 0
2023-06-13 19:30 | 16 | 0 | 0 | 0 | 0 | 0 | 0 | 290 | 0 | 0 | 0 | 0 | 0 | 0 | 0
2023-06-13 20:00 | 17 | 0 | 0 | 0 | 0 | 0 | 0 | 290 | 0 | 0 | 0 | 0 | 0 | 0 | 0
2023-06-13 20:30 | 18 | 0 | 0 | 0 | 0 | 0 | 0 | 290 | 0 | 0 | 0 | 0 | 0 | 0 | 0
2023-06-13 21:00 | 19 | 0 | 0 | 0 | 0 | 0 | 0 | 290 | 0 | 0 | 0 | 0 | 0 | 0 | 0
2023-06-13 21:30 | 20 | 0 | 0 | 0 | 0 | 0 | 0 | 290 | 0 | 0 | 0 | 0 | 0 | 0 | 0
2023-06-13 22:00 | 21 | 0 | 0 | 0 | 0 | 0 | 0 | 190 | 0 | 0 | 0 | 0 | 0 | 0 | 0
2023-06-13 22:30 | 22 | 0 | 0 | 0 | 0 | 0 | 0 | 190 | 0 | 0 | 0 | 0 | 0 | 0 | 0
2023-06-13 23:00 | 23 | 0 | 0 | 0 | 0 | 0 | 0 | 190 | 0 | 0 | 0 | 0 | 0 | 0 | 0
2023-06-13 23:30 | 24 | 0 | 0 | 0 | 0 | 0 | 0 | 190 | 0 | 0 | 0 | 0 | 0 | 0 | 0
2023-06-14 | 1 | 0 | 0 | 0 | 0 | 0 | 0 | 190 | 0 | 0 | 0 | 0 | 0 | 0 | 0
2023-06-14 00:30 | 2 | 0 | 0 | 0 | 0 | 0 | 0 | 190 | 0 | 0 | 0 | 0 | 0 | 0 | 0
2023-06-14 01:00 | 3 | 0 | 0 | 0 | 0 | 0 | 0 | 190 | 0 | 0 | 0 | 0 | 0 | 0 | 0
2023-06-14 01:30 | 4 | 0 | 0 | 0 | 0 | 0 | 0 | 190 | 0 | 0 | 0 | 0 | 0 | 0 | 0
2023-06-14 02:00 | 5 | 0 | 0 | 0 | 0 | 0 | 0 | 190 | 0 | 0 | 0 | 0 | 0 | 0 | 0
2023-06-14 02:30 | 6 | 0 | 0 | 0 | 0 | 0 | 0 | 190 | 0 | 0 | 0 | 0 | 0 | 0 | 0
2023-06-14 03:00 | 7 | 0 | 0 | 0 | 0 | 0 | 0 | 190 | 0 | 0 | 0 | 0 | 0 | 0 | 0
2023-06-14 03:30 | 8 | 0 | 0 | 0 | 0 | 0 | 0 | 190 | 0 | 0 | 0 | 0 | 0 | 0 | 0
2023-06-14 04:00 | 9 | 0 | 0 | 0 | 0 | 0 | 0 | 190 | 0 | 0 | 0 | 0 | 0 | 0 | 0
2023-06-14 04:30 | 10 | 0 | 0 | 0 | 0 | 0 | 0 | 190 | 0 | 0 | 0 | 0 | 0 | 0 | 0
2023-06-14 05:00 | 11 | 0 | 0 | 0 | 0 | 0 | 0 | 190 | 0 | 0 | 0 | 0 | 0 | 0 | 0
2023-06-14 05:30 | 12 | 0 | 0 | 0 | 0 | 0 | 0 | 290 | 0 | 0 | 0 | 0 | 0 | 0 | 0
2023-06-14 06:00 | 13 | 0 | 0 | 0 | 0 | 0 | 0 | 290 | 0 | 0 | 0 | 0 | 0 | 0 | 0
2023-06-14 06:30 | 14 | 0 | 0 | 0 | 0 | 0 | 0 | 290 | 0 | 0 | 0 | 0 | 0 | 0 | 0
2023-06-14 07:00 | 15 | 0 | 0 | 0 | 0 | 0 | 0 | 290 | 0 | 0 | 0 | 0 | 0 | 0 | 0
2023-06-14 07:30 | 16 | 0 | 0 | 0 | 0 | 0 | 0 | 290 | 0 | 0 | 0 | 0 | 0 | 0 | 0
2023-06-14 08:00 | 17 | 0 | 0 | 0 | 0 | 0 | 0 | 290 | 0 | 0 | 0 | 0 | 0 | 0 | 0
2023-06-14 08:30 | 18 | 0 | 0 | 0 | 0 | 0 | 0 | 290 | 0 | 0 | 0 | 0 | 0 | 0 | 0
2023-06-14 09:00 | 19 | 0 | 0 | 0 | 0 | 0 | 0 | 290 | 0 | 0 | 0 | 0 | 0 | 0 | 0
2023-06-14 09:30 | 20 | 0 | 0 | 0 | 0 | 0 | 0 | 290 | 0 | 0 | 0 | 0 | 0 | 0 | 0
2023-06-14 10:00 | 21 | 0 | 0 | 0 | 0 | 0 | 0 | 190 | 0 | 0 | 0 | 0 | 0 | 0 | 0
2023-06-14 10:30 | 22 | 0 | 0 | 0 | 0 | 0 | 0 | 190 | 0 | 0 | 0 | 0 | 0 | 0 | 0
2023-06-14 11:00 | 23 | 0 | 0 | 0 | 0 | 0 | 0 | 190 | 0 | 0 | 0 | 0 | 0 | 0 | 0
2023-06-14 11:30 | 24 | 0 | 0 | 0 | 0 | 0 | 0 | 190 | 0 | 0 | 0 | 0 | 0 | 0 | 0
2023-06-14 12:00 | 1 | 0 | 0 | 0 | 0 | 0 | 0 | 190 | 0 | 0 | 0 | 0 | 0 | 0 | 0
2023-06-14 12:30 | 2 | 0 | 0 | 0 | 0 | 0 | 0 | 190 | 0 | 0 | 0 | 0 | 0 | 0 | 0
2023-06-14 13:00 | 3 | 0 | 0 | 0 | 0 | 0 | 0 | 190 | 0 | 0 | 0 | 0 | 0 | 0 | 0
2023-06-14 13:30 | 4 | 0 | 0 | 0 | 0 | 0 | 0 | 190 | 0 | 0 | 0 | 0 | 0 | 0 | 0
2023-06-14 14:00 | 5 | 0 | 0 | 0 | 0 | 0 | 0 | 190 | 0 | 0 | 0 | 0 | 0 | 0 | 0
2023-06-14 14:30 | 6 | 0 | 0 | 0 | 0 | 0 | 0 | 190 | 0 | 0 | 0 | 0 | 0 | 0 | 0
2023-06-14 15:00 | 7 | 0 | 0 | 0 | 0 | 0 | 0 | 190 | 0 | 0 | 0 | 0 | 0 | 0 | 0
2023-06-14 15:30 | 8 | 0 | 0 | 0 | 0 | 0 | 0 | 190 | 0 | 0 | 0 | 0 | 0 | 0 | 0
2023-06-14 16:00 | 9 | 0 | 0 | 0 | 0 | 0 | 0 | 190 | 0 | 0 | 0 | 0 | 0 | 0 | 0
2023-06-14 16:30 | 10 | 0 | 0 | 0 | 0 | 0 | 0 | 190 | 0 | 0 | 0 | 0 | 0 | 0 | 0
2023-06-14 17:00 | 11 | 0 | 0 | 0 | 0 | 0 | 0 | 190 | 0 | 0 | 0 | 0 | 0 | 0 | 0
2023-06-14 17:30 | 12 | 0 | 0 | 0 | 0 | 0 | 0 | 290 | 0 | 0 | 0 | 0 | 0 | 0 | 0
2023-06-14 18:00 | 13 | 0 | 0 | 0 | 0 | 0 | 0 | 290 | 0 | 0 | 0 | 0 | 0 | 0 | 0
2023-06-14 18:30 | 14 | 0 | 0 | 0 | 0 | 0 | 0 | 290 | 0 | 0 | 0 | 0 | 0 | 0 | 0
2023-06-14 19:00 | 15 | 0 | 0 | 0 | 0 | 0 | 0 | 290 | 0 | 0 | 0 | 0 | 0 | 0 | 0
2023-06-14 19:30 | 16 | 0 | 0 | 0 | 0 | 0 | 0 | 290 | 0 | 0 | 0 | 0 | 0 | 0 | 0
2023-06-14 20:00 | 17 | 0 | 0 | 0 | 0 | 0 | 0 | 290 | 0 | 0 | 0 | 0 | 0 | 0 | 0
2023-06-14 20:30 | 18 | 0 | 0 | 0 | 0 | 0 | 0 | 290 | 0 | 0 | 0 | 0 | 0 | 0 | 0
2023-06-14 21:00 | 19 | 0 | 0 | 0 | 0 | 0 | 0 | 290 | 0 | 0 | 0 | 0 | 0 | 0 | 0
2023-06-14 21:30 | 20 | 0 | 0 | 0 | 0 | 0 | 0 | 290 | 0 | 0 | 0 | 0 | 0 | 0 | 0
2023-06-14 22:00 | 21 | 0 | 0 | 0 | 0 | 0 | 0 | 190 | 0 | 0 | 0 | 0 | 0 | 0 | 0
2023-06-14 22:30 | 22 | 0 | 0 | 0 | 0 | 0 | 0 | 190 | 0 | 0 | 0 | 0 | 0 | 0 | 0
2023-06-14 23:00 | 23 | 0 | 0 | 0 | 0 | 0 | 0 | 190 | 0 | 0 | 0 | 0 | 0 | 0 | 0
2023-06-14 23:30 | 24 | 0 | 0 | 0 | 0 | 0 | 0 | 190 | 0 | 0 | 0 | 0 | 0 | 0 | 0
2023-06-15 | 1 | 0 | 0 | 0 | 0 | 0 | 0 | 190 | 0 | 0 | 0 | 0 | 0 | 0 | 0
2023-06-15 00:30 | 2 | 0 | 0 | 0 | 0 | 0 | 0 | 190 | 0 | 0 | 0 | 0 | 0 | 0 | 0
2023-06-15 01:00 | 3 | 0 | 0 | 0 | 0 | 0 | 0 | 190 | 0 | 0 | 0 | 0 | 0 | 0 | 0
2023-06-15 01:30 | 4 | 0 | 0 | 0 | 0 | 0 | 0 | 190 | 0 | 0 | 0 | 0 | 0 | 0 | 0
2023-06-15 02:00 | 5 | 0 | 0 | 0 | 0 | 0 | 0 | 190 | 0 | 0 | 0 | 0 | 0 | 0 | 0
2023-06-15 02:30 | 6 | 0 | 0 | 0 | 0 | 0 | 0 | 190 | 0 | 0 | 0 | 0 | 0 | 0 | 0
2023-06-15 03:00 | 7 | 0 | 0 | 0 | 0 | 0 | 0 | 190 | 0 | 0 | 0 | 0 | 0 | 0 | 0
2023-06-15 03:30 | 8 | 0 | 0 | 0 | 0 | 0 | 0 | 190 | 0 | 0 | 0 | 0 | 0 | 0 | 0
2023-06-15 04:00 | 9 | 0 | 0 | 0 | 0 | 0 | 0 | 190 | 0 | 0 | 0 | 0 | 0 | 0 | 0
2023-06-15 04:30 | 10 | 0 | 0 | 0 | 0 | 0 | 0 | 190 | 0 | 0 | 0 | 0 | 0 | 0 | 0
2023-06-15 05:00 | 11 | 0 | 0 | 0 | 0 | 0 | 0 | 190 | 0 | 0 | 0 | 0 | 0 | 0 | 0
2023-06-15 05:30 | 12 | 0 | 0 | 0 | 0 | 0 | 0 | 290 | 0 | 0 | 0 | 0 | 0 | 0 | 0
2023-06-15 06:00 | 13 | 0 | 0 | 0 | 0 | 0 | 0 | 290 | 0 | 0 | 0 | 0 | 0 | 0 | 0
2023-06-15 06:30 | 14 | 0 | 0 | 0 | 0 | 0 | 0 | 290 | 0 | 0 | 0 | 0 | 0 | 0 | 0
2023-06-15 07:00 | 15 | 0 | 0 | 0 | 0 | 0 | 0 | 290 | 0 | 0 | 0 | 0 | 0 | 0 | 0
2023-06-15 07:30 | 16 | 0 | 0 | 0 | 0 | 0 | 0 | 290 | 0 | 0 | 0 | 0 | 0 | 0 | 0
2023-06-15 08:00 | 17 | 0 | 0 | 0 | 0 | 0 | 0 | 290 | 0 | 0 | 0 | 0 | 0 | 0 | 0
2023-06-15 08:30 | 18 | 0 | 0 | 0 | 0 | 0 | 0 | 290 | 0 | 0 | 0 | 0 | 0 | 0 | 0
2023-06-15 09:00 | 19 | 0 | 0 | 0 | 0 | 0 | 0 | 290 | 0 | 0 | 0 | 0 | 0 | 0 | 0
2023-06-15 09:30 | 20 | 0 | 0 | 0 | 0 | 0 | 0 | 290 | 0 | 0 | 0 | 0 | 0 | 0 | 0
2023-06-15 10:00 | 21 | 0 | 0 | 0 | 0 | 0 | 0 | 190 | 0 | 0 | 0 | 0 | 0 | 0 | 0
2023-06-15 10:30 | 22 | 0 | 0 | 0 | 0 | 0 | 0 | 190 | 0 | 0 | 0 | 0 | 0 | 0 | 0
2023-06-15 11:00 | 23 | 0 | 0 | 0 | 0 | 0 | 0 | 190 | 0 | 0 | 0 | 0 | 0 | 0 | 0
2023-06-15 11:30 | 24 | 0 | 0 | 0 | 0 | 0 | 0 | 190 | 0 | 0 | 0 | 0 | 0 | 0 | 0
2023-06-15 12:00 | 1 | 0 | 0 | 0 | 0 | 0 | 0 | 190 | 0 | 0 | 0 | 0 | 0 | 0 | 0
2023-06-15 12:30 | 2 | 0 | 0 | 0 | 0 | 0 | 0 | 190 | 0 | 0 | 0 | 0 | 0 | 0 | 0
2023-06-15 13:00 | 3 | 0 | 0 | 0 | 0 | 0 | 0 | 190 | 0 | 0 | 0 | 0 | 0 | 0 | 0
2023-06-15 13:30 | 4 | 0 | 0 | 0 | 0 | 0 | 0 | 190 | 0 | 0 | 0 | 0 | 0 | 0 | 0
2023-06-15 14:00 | 5 | 0 | 0 | 0 | 0 | 0 | 0 | 190 | 0 | 0 | 0 | 0 | 0 | 0 | 0
2023-06-15 14:30 | 6 | 0 | 0 | 0 | 0 | 0 | 0 | 190 | 0 | 0 | 0 | 0 | 0 | 0 | 0
2023-06-15 15:00 | 7 | 0 | 0 | 0 | 0 | 0 | 0 | 190 | 0 | 0 | 0 | 0 | 0 | 0 | 0
2023-06-15 15:30 | 8 | 0 | 0 | 0 | 0 | 0 | 0 | 190 | 0 | 0 | 0 | 0 | 0 | 0 | 0
2023-06-15 16:00 | 9 | 0 | 0 | 0 | 0 | 0 | 0 | 190 | 0 | 0 | 0 | 0 | 0 | 0 | 0
2023-06-15 16:30 | 10 | 0 | 0 | 0 | 0 | 0 | 0 | 190 | 0 | 0 | 0 | 0 | 0 | 0 | 0
2023-06-15 17:00 | 11 | 0 | 0 | 0 | 0 | 0 | 0 | 190 | 0 | 0 | 0 | 0 | 0 | 0 | 0
2023-06-15 17:30 | 12 | 0 | 0 | 0 | 0 | 0 | 0 | 290 | 0 | 0 | 0 | 0 | 0 | 0 | 0
2023-06-15 18:00 | 13 | 0 | 0 | 0 | 0 | 0 | 0 | 290 | 0 | 0 | 0 | 0 | 0 | 0 | 0
2023-06-15 18:30 | 14 | 0 | 0 | 0 | 0 | 0 | 0 | 290 | 0 | 0 | 0 | 0 | 0 | 0 | 0
2023-06-15 19:00 | 15 | 0 | 0 | 0 | 0 | 0 | 0 | 290 | 0 | 0 | 0 | 0 | 0 | 0 | 0
2023-06-15 19:30 | 16 | 0 | 0 | 0 | 0 | 0 | 0 | 290 | 0 | 0 | 0 | 0 | 0 | 0 | 0
2023-06-15 20:00 | 17 | 0 | 0 | 0 | 0 | 0 | 0 | 290 | 0 | 0 | 0 | 0 | 0 | 0 | 0
2023-06-15 20:30 | 18 | 0 | 0 | 0 | 0 | 0 | 0 | 290 | 0 | 0 | 0 | 0 | 0 | 0 | 0
2023-06-15 21:00 | 19 | 0 | 0 | 0 | 0 | 0 | 0 | 290 | 0 | 0 | 0 | 0 | 0 | 0 | 0
2023-06-15 21:30 | 20 | 0 | 0 | 0 | 0 | 0 | 0 | 290 | 0 | 0 | 0 | 0 | 0 | 0 | 0
2023-06-15 22:00 | 21 | 0 | 0 | 0 | 0 | 0 | 0 | 190 | 0 | 0 | 0 | 0 | 0 | 0 | 0
2023-06-15 22:30 | 22 | 0 | 0 | 0 | 0 | 0 | 0 | 190 | 0 | 0 | 0 | 0 | 0 | 0 | 0
2023-06-15 23:00 | 23 | 0 | 0 | 0 | 0 | 0 | 0 | 190 | 0 | 0 | 0 | 0 | 0 | 0 | 0
2023-06-15 23:30 | 24 | 0 | 0 | 0 | 0 | 0 | 0 | 190 | 0 | 0 | 0 | 0 | 0 | 0 | 0
2023-06-16 | 1 | 0 | 0 | 0 | 0 | 0 | 0 | 190 | 0 | 0 | 0 | 0 | 0 | 0 | 0
2023-06-16 00:30 | 2 | 0 | 0 | 0 | 0 | 0 | 0 | 190 | 0 | 0 | 0 | 0 | 0 | 0 | 0
2023-06-16 01:00 | 3 | 0 | 0 | 0 | 0 | 0 | 0 | 190 | 0 | 0 | 0 | 0 | 0 | 0 | 0
2023-06-16 01:30 | 4 | 0 | 0 | 0 | 0 | 0 | 0 | 190 | 0 | 0 | 0 | 0 | 0 | 0 | 0
2023-06-16 02:00 | 5 | 0 | 0 | 0 | 0 | 0 | 0 | 190 | 0 | 0 | 0 | 0 | 0 | 0 | 0
2023-06-16 02:30 | 6 | 0 | 0 | 0 | 0 | 0 | 0 | 190 | 0 | 0 | 0 | 0 | 0 | 0 | 0
2023-06-16 03:00 | 7 | 0 | 0 | 0 | 0 | 0 | 0 | 190 | 0 | 0 | 0 | 0 | 0 | 0 | 0
2023-06-16 03:30 | 8 | 0 | 0 | 0 | 0 | 0 | 0 | 190 | 0 | 0 | 0 | 0 | 0 | 0 | 0
2023-06-16 04:00 | 9 | 0 | 0 | 0 | 0 | 0 | 0 | 190 | 0 | 0 | 0 | 0 | 0 | 0 | 0
2023-06-16 04:30 | 10 | 0 | 0 | 0 | 0 | 0 | 0 | 190 | 0 | 0 | 0 | 0 | 0 | 0 | 0
2023-06-16 05:00 | 11 | 0 | 0 | 0 | 0 | 0 | 0 | 190 | 0 | 0 | 0 | 0 | 0 | 0 | 0
2023-06-16 05:30 | 12 | 0 | 0 | 0 | 0 | 0 | 0 | 290 | 0 | 0 | 0 | 0 | 0 | 0 | 0
2023-06-16 06:00 | 13 | 0 | 0 | 0 | 0 | 0 | 0 | 290 | 0 | 0 | 0 | 0 | 0 | 0 | 0
2023-06-16 06:30 | 14 | 0 | 0 | 0 | 0 | 0 | 0 | 290 | 0 | 0 | 0 | 0 | 0 | 0 | 0
2023-06-16 07:00 | 15 | 0 | 0 | 0 | 0 | 0 | 0 | 290 | 0 | 0 | 0 | 0 | 0 | 0 | 0
2023-06-16 07:30 | 16 | 0 | 0 | 0 | 0 | 0 | 0 | 290 | 0 | 0 | 0 | 0 | 0 | 0 | 0
2023-06-16 08:00 | 17 | 0 | 0 | 0 | 0 | 0 | 0 | 290 | 0 | 0 | 0 | 0 | 0 | 0 | 0
2023-06-16 08:30 | 18 | 0 | 0 | 0 | 0 | 0 | 0 | 290 | 0 | 0 | 0 | 0 | 0 | 0 | 0
2023-06-16 09:00 | 19 | 0 | 0 | 0 | 0 | 0 | 0 | 290 | 0 | 0 | 0 | 0 | 0 | 0 | 0
2023-06-16 09:30 | 20 | 0 | 0 | 0 | 0 | 0 | 0 | 290 | 0 | 0 | 0 | 0 | 0 | 0 | 0
2023-06-16 10:00 | 21 | 0 | 0 | 0 | 0 | 0 | 0 | 190 | 0 | 0 | 0 | 0 | 0 | 0 | 0
2023-06-16 10:30 | 22 | 0 | 0 | 0 | 0 | 0 | 0 | 190 | 0 | 0 | 0 | 0 | 0 | 0 | 0
2023-06-16 11:00 | 23 | 0 | 0 | 0 | 0 | 0 | 0 | 190 | 0 | 0 | 0 | 0 | 0 | 0 | 0
2023-06-16 11:30 | 24 | 0 | 0 | 0 | 0 | 0 | 0 | 190 | 0 | 0 | 0 | 0 | 0 | 0 | 0
2023-06-16 12:00 | 1 | 0 | 0 | 0 | 0 | 0 | 0 | 190 | 0 | 0 | 0 | 0 | 0 | 0 | 0
2023-06-16 12:30 | 2 | 0 | 0 | 0 | 0 | 0 | 0 | 190 | 0 | 0 | 0 | 0 | 0 | 0 | 0
2023-06-16 13:00 | 3 | 0 | 0 | 0 | 0 | 0 | 0 | 190 | 0 | 0 | 0 | 0 | 0 | 0 | 0
2023-06-16 13:30 | 4 | 0 | 0 | 0 | 0 | 0 | 0 | 190 | 0 | 0 | 0 | 0 | 0 | 0 | 0
2023-06-16 14:00 | 5 | 0 | 0 | 0 | 0 | 0 | 0 | 190 | 0 | 0 | 0 | 0 | 0 | 0 | 0
2023-06-16 14:30 | 6 | 0 | 0 | 0 | 0 | 0 | 0 | 190 | 0 | 0 | 0 | 0 | 0 | 0 | 0
2023-06-16 15:00 | 7 | 0 | 0 | 0 | 0 | 0 | 0 | 190 | 0 | 0 | 0 | 0 | 0 | 0 | 0
2023-06-16 15:30 | 8 | 0 | 0 | 0 | 0 | 0 | 0 | 190 | 0 | 0 | 0 | 0 | 0 | 0 | 0
2023-06-16 16:00 | 9 | 0 | 0 | 0 | 0 | 0 | 0 | 190 | 0 | 0 | 0 | 0 | 0 | 0 | 0
2023-06-16 16:30 | 10 | 0 | 0 | 0 | 0 | 0 | 0 | 190 | 0 | 0 | 0 | 0 | 0 | 0 | 0
2023-06-16 17:00 | 11 | 0 | 0 | 0 | 0 | 0 | 0 | 190 | 0 | 0 | 0 | 0 | 0 | 0 | 0
2023-06-16 17:30 | 12 | 0 | 0 | 0 | 0 | 0 | 0 | 290 | 0 | 0 | 0 | 0 | 0 | 0 | 0
2023-06-16 18:00 | 13 | 0 | 0 | 0 | 0 | 0 | 0 | 290 | 0 | 0 | 0 | 0 | 0 | 0 | 0
2023-06-16 18:30 | 14 | 0 | 0 | 0 | 0 | 0 | 0 | 290 | 0 | 0 | 0 | 0 | 0 | 0 | 0
2023-06-16 19:00 | 15 | 0 | 0 | 0 | 0 | 0 | 0 | 290 | 0 | 0 | 0 | 0 | 0 | 0 | 0
2023-06-16 19:30 | 16 | 0 | 0 | 0 | 0 | 0 | 0 | 290 | 0 | 0 | 0 | 0 | 0 | 0 | 0
2023-06-16 20:00 | 17 | 0 | 0 | 0 | 0 | 0 | 0 | 290 | 0 | 0 | 0 | 0 | 0 | 0 | 0
2023-06-16 20:30 | 18 | 0 | 0 | 0 | 0 | 0 | 0 | 290 | 0 | 0 | 0 | 0 | 0 | 0 | 0
2023-06-16 21:00 | 19 | 0 | 0 | 0 | 0 | 0 | 0 | 290 | 0 | 0 | 0 | 0 | 0 | 0 | 0
2023-06-16 21:30 | 20 | 0 | 0 | 0 | 0 | 0 | 0 | 290 | 0 | 0 | 0 | 0 | 0 | 0 | 0
2023-06-16 22:00 | 21 | 0 | 0 | 0 | 0 | 0 | 0 | 190 | 0 | 0 | 0 | 0 | 0 | 0 | 0
2023-06-16 22:30 | 22 | 0 | 0 | 0 | 0 | 0 | 0 | 190 | 0 | 0 | 0 | 0 | 0 | 0 | 0
2023-06-16 23:00 | 23 | 0 | 0 | 0 | 0 | 0 | 0 | 190 | 0 | 0 | 0 | 0 | 0 | 0 | 0
2023-06-16 23:30 | 24 | 0 | 0 | 0 | 0 | 0 | 0 | 190 | 0 | 0 | 0 | 0 | 0 | 0 | 0
2023-06-17 | 1 | 0 | 0 | 0 | 0 | 0 | 0 | 190 | 0 | 0 | 0 | 0 | 0 | 0 | 0
2023-06-17 00:30 | 2 | 0 | 0 | 0 | 0 | 0 | 0 | 190 | 0 | 0 | 0 | 0 | 0 | 0 | 0
2023-06-17 01:00 | 3 | 0 | 0 | 0 | 0 | 0 | 0 | 190 | 0 | 0 | 0 | 0 | 0 | 0 | 0
2023-06-17 01:30 | 4 | 0 | 0 | 0 | 0 | 0 | 0 | 190 | 0 | 0 | 0 | 0 | 0 | 0 | 0
2023-06-17 02:00 | 5 | 0 | 0 | 0 | 0 | 0 | 0 | 190 | 0 | 0 | 0 | 0 | 0 | 0 | 0
2023-06-17 02:30 | 6 | 0 | 0 | 0 | 0 | 0 | 0 | 190 | 0 | 0 | 0 | 0 | 0 | 0 | 0
2023-06-17 03:00 | 7 | 0 | 0 | 0 | 0 | 0 | 0 | 190 | 0 | 0 | 0 | 0 | 0 | 0 | 0
2023-06-17 03:30 | 8 | 0 | 0 | 0 | 0 | 0 | 0 | 190 | 0 | 0 | 0 | 0 | 0 | 0 | 0
2023-06-17 04:00 | 9 | 0 | 0 | 0 | 0 | 0 | 0 | 190 | 0 | 0 | 0 | 0 | 0 | 0 | 0
2023-06-17 04:30 | 10 | 0 | 0 | 0 | 0 | 0 | 0 | 190 | 0 | 0 | 0 | 0 | 0 | 0 | 0
2023-06-17 05:00 | 11 | 0 | 0 | 0 | 0 | 0 | 0 | 190 | 0 | 0 | 0 | 0 | 0 | 0 | 0
2023-06-17 05:30 | 12 | 0 | 0 | 0 | 0 | 0 | 0 | 290 | 0 | 0 | 0 | 0 | 0 | 0 | 0
2023-06-17 06:00 | 13 | 0 | 0 | 0 | 0 | 0 | 0 | 290 | 0 | 0 | 0 | 0 | 0 | 0 | 0
2023-06-17 06:30 | 14 | 0 | 0 | 0 | 0 | 0 | 0 | 290 | 0 | 0 | 0 | 0 | 0 | 0 | 0
2023-06-17 07:00 | 15 | 0 | 0 | 0 | 0 | 0 | 0 | 290 | 0 | 0 | 0 | 0 | 0 | 0 | 0
2023-06-17 07:30 | 16 | 0 | 0 | 0 | 0 | 0 | 0 | 290 | 0 | 0 | 0 | 0 | 0 | 0 | 0
2023-06-17 08:00 | 17 | 0 | 0 | 0 | 0 | 0 | 0 | 290 | 0 | 0 | 0 | 0 | 0 | 0 | 0
2023-06-17 08:30 | 18 | 0 | 0 | 0 | 0 | 0 | 0 | 290 | 0 | 0 | 0 | 0 | 0 | 0 | 0
2023-06-17 09:00 | 19 | 0 | 0 | 0 | 0 | 0 | 0 | 290 | 0 | 0 | 0 | 0 | 0 | 0 | 0
2023-06-17 09:30 | 20 | 0 | 0 | 0 | 0 | 0 | 0 | 290 | 0 | 0 | 0 | 0 | 0 | 0 | 0
2023-06-17 10:00 | 21 | 0 | 0 | 0 | 0 | 0 | 0 | 190 | 0 | 0 | 0 | 0 | 0 | 0 | 0
2023-06-17 10:30 | 22 | 0 | 0 | 0 | 0 | 0 | 0 | 190 | 0 | 0 | 0 | 0 | 0 | 0 | 0
2023-06-17 11:00 | 23 | 0 | 0 | 0 | 0 | 0 | 0 | 190 | 0 | 0 | 0 | 0 | 0 | 0 | 0
2023-06-17 11:30 | 24 | 0 | 0 | 0 | 0 | 0 | 0 | 190 | 0 | 0 | 0 | 0 | 0 | 0 | 0
2023-06-17 12:00 | 1 | 0 | 0 | 0 | 0 | 0 | 0 | 190 | 0 | 0 | 0 | 0 | 0 | 0 | 0
2023-06-17 12:30 | 2 | 0 | 0 | 0 | 0 | 0 | 0 | 190 | 0 | 0 | 0 | 0 | 0 | 0 | 0
2023-06-17 13:00 | 3 | 0 | 0 | 0 | 0 | 0 | 0 | 190 | 0 | 0 | 0 | 0 | 0 | 0 | 0
2023-06-17 13:30 | 4 | 0 | 0 | 0 | 0 | 0 | 0 | 190 | 0 | 0 | 0 | 0 | 0 | 0 | 0
2023-06-17 14:00 | 5 | 0 | 0 | 0 | 0 | 0 | 0 | 190 | 0 | 0 | 0 | 0 | 0 | 0 | 0
2023-06-17 14:30 | 6 | 0 | 0 | 0 | 0 | 0 | 0 | 190 | 0 | 0 | 0 | 0 | 0 | 0 | 0
2023-06-17 15:00 | 7 | 0 | 0 | 0 | 0 | 0 | 0 | 190 | 0 | 0 | 0 | 0 | 0 | 0 | 0
2023-06-17 15:30 | 8 | 0 | 0 | 0 | 0 | 0 | 0 | 190 | 0 | 0 | 0 | 0 | 0 | 0 | 0
2023-06-17 16:00 | 9 | 0 | 0 | 0 | 0 | 0 | 0 | 190 | 0 | 0 | 0 | 0 | 0 | 0 | 0
2023-06-17 16:30 | 10 | 0 | 0 | 0 | 0 | 0 | 0 | 190 | 0 | 0 | 0 | 0 | 0 | 0 | 0
2023-06-17 17:00 | 11 | 0 | 0 | 0 | 0 | 0 | 0 | 190 | 0 | 0 | 0 | 0 | 0 | 0 | 0
2023-06-17 17:30 | 12 | 0 | 0 | 0 | 0 | 0 | 0 | 290 | 0 | 0 | 0 | 0 | 0 | 0 | 0
2023-06-17 18:00 | 13 | 0 | 0 | 0 | 0 | 0 | 0 | 290 | 0 | 0 | 0 | 0 | 0 | 0 | 0
2023-06-17 18:30 | 14 | 0 | 0 | 0 | 0 | 0 | 0 | 290 | 0 | 0 | 0 | 0 | 0 | 0 | 0
2023-06-17 19:00 | 15 | 0 | 0 | 0 | 0 | 0 | 0 | 290 | 0 | 0 | 0 | 0 | 0 | 0 | 0
2023-06-17 19:30 | 16 | 0 | 0 | 0 | 0 | 0 | 0 | 290 | 0 | 0 | 0 | 0 | 0 | 0 | 0
2023-06-17 20:00 | 17 | 0 | 0 | 0 | 0 | 0 | 0 | 290 | 0 | 0 | 0 | 0 | 0 | 0 | 0
2023-06-17 20:30 | 18 | 0 | 0 | 0 | 0 | 0 | 0 | 290 | 0 | 0 | 0 | 0 | 0 | 0 | 0
2023-06-17 21:00 | 19 | 0 | 0 | 0 | 0 | 0 | 0 | 290 | 0 | 0 | 0 | 0 | 0 | 0 | 0
2023-06-17 21:30 | 20 | 0 | 0 | 0 | 0 | 0 | 0 | 290 | 0 | 0 | 0 | 0 | 0 | 0 | 0
2023-06-17 22:00 | 21 | 0 | 0 | 0 | 0 | 0 | 0 | 190 | 0 | 0 | 0 | 0 | 0 | 0 | 0
2023-06-17 22:30 | 22 | 0 | 0 | 0 | 0 | 0 | 0 | 190 | 0 | 0 | 0 | 0 | 0 | 0 | 0
2023-06-17 23:00 | 23 | 0 | 0 | 0 | 0 | 0 | 0 | 190 | 0 | 0 | 0 | 0 | 0 | 0 | 0
2023-06-17 23:30 | 24 | 0 | 0 | 0 | 0 | 0 | 0 | 190 | 0 | 0 | 0 | 0 | 0 | 0 | 0
2023-06-18 | 1 | 0 | 0 | 0 | 0 | 0 | 0 | 190 | 0 | 0 | 0 | 0 | 0 | 0 | 0
2023-06-18 00:30 | 2 | 0 | 0 | 0 | 0 | 0 | 0 | 190 | 0 | 0 | 0 | 0 | 0 | 0 | 0
2023-06-18 01:00 | 3 | 0 | 0 | 0 | 0 | 0 | 0 | 190 | 0 | 0 | 0 | 0 | 0 | 0 | 0
2023-06-18 01:30 | 4 | 0 | 0 | 0 | 0 | 0 | 0 | 190 | 0 | 0 | 0 | 0 | 0 | 0 | 0
2023-06-18 02:00 | 5 | 0 | 0 | 0 | 0 | 0 | 0 | 190 | 0 | 0 | 0 | 0 | 0 | 0 | 0
2023-06-18 02:30 | 6 | 0 | 0 | 0 | 0 | 0 | 0 | 190 | 0 | 0 | 0 | 0 | 0 | 0 | 0
2023-06-18 03:00 | 7 | 0 | 0 | 0 | 0 | 0 | 0 | 190 | 0 | 0 | 0 | 0 | 0 | 0 | 0
2023-06-18 03:30 | 8 | 0 | 0 | 0 | 0 | 0 | 0 | 190 | 0 | 0 | 0 | 0 | 0 | 0 | 0
2023-06-18 04:00 | 9 | 0 | 0 | 0 | 0 | 0 | 0 | 190 | 0 | 0 | 0 | 0 | 0 | 0 | 0
2023-06-18 04:30 | 10 | 0 | 0 | 0 | 0 | 0 | 0 | 190 | 0 | 0 | 0 | 0 | 0 | 0 | 0
2023-06-18 05:00 | 11 | 0 | 0 | 0 | 0 | 0 | 0 | 190 | 0 | 0 | 0 | 0 | 0 | 0 | 0
2023-06-18 05:30 | 12 | 0 | 0 | 0 | 0 | 0 | 0 | 290 | 0 | 0 | 0 | 0 | 0 | 0 | 0
2023-06-18 06:00 | 13 | 0 | 0 | 0 | 0 | 0 | 0 | 290 | 0 | 0 | 0 | 0 | 0 | 0 | 0
2023-06-18 06:30 | 14 | 0 | 0 | 0 | 0 | 0 | 0 | 290 | 0 | 0 | 0 | 0 | 0 | 0 | 0
2023-06-18 07:00 | 15 | 0 | 0 | 0 | 0 | 0 | 0 | 290 | 0 | 0 | 0 | 0 | 0 | 0 | 0
2023-06-18 07:30 | 16 | 0 | 0 | 0 | 0 | 0 | 0 | 290 | 0 | 0 | 0 | 0 | 0 | 0 | 0
2023-06-18 08:00 | 17 | 0 | 0 | 0 | 0 | 0 | 0 | 290 | 0 | 0 | 0 | 0 | 0 | 0 | 0
2023-06-18 08:30 | 18 | 0 | 0 | 0 | 0 | 0 | 0 | 290 | 0 | 0 | 0 | 0 | 0 | 0 | 0
2023-06-18 09:00 | 19 | 0 | 0 | 0 | 0 | 0 | 0 | 290 | 0 | 0 | 0 | 0 | 0 | 0 | 0
2023-06-18 09:30 | 20 | 0 | 0 | 0 | 0 | 0 | 0 | 290 | 0 | 0 | 0 | 0 | 0 | 0 | 0
2023-06-18 10:00 | 21 | 0 | 0 | 0 | 0 | 0 | 0 | 190 | 0 | 0 | 0 | 0 | 0 | 0 | 0
2023-06-18 10:30 | 22 | 0 | 0 | 0 | 0 | 0 | 0 | 190 | 0 | 0 | 0 | 0 | 0 | 0 | 0
2023-06-18 11:00 | 23 | 0 | 0 | 0 | 0 | 0 | 0 | 190 | 0 | 0 | 0 | 0 | 0 | 0 | 0
2023-06-18 11:30 | 24 | 0 | 0 | 0 | 0 | 0 | 0 | 190 | 0 | 0 | 0 | 0 | 0 | 0 | 0
2023-06-18 12:00 | 1 | 0 | 0 | 0 | 0 | 0 | 0 | 190 | 0 | 0 | 0 | 0 | 0 | 0 | 0
2023-06-18 12:30 | 2 | 0 | 0 | 0 | 0 | 0 | 0 | 190 | 0 | 0 | 0 | 0 | 0 | 0 | 0
2023-06-18 13:00 | 3 | 0 | 0 | 0 | 0 | 0 | 0 | 190 | 0 | 0 | 0 | 0 | 0 | 0 | 0
2023-06-18 13:30 | 4 | 0 | 0 | 0 | 0 | 0 | 0 | 190 | 0 | 0 | 0 | 0 | 0 | 0 | 0
2023-06-18 14:00 | 5 | 0 | 0 | 0 | 0 | 0 | 0 | 190 | 0 | 0 | 0 | 0 | 0 | 0 | 0
2023-06-18 14:30 | 6 | 0 | 0 | 0 | 0 | 0 | 0 | 190 | 0 | 0 | 0 | 0 | 0 | 0 | 0
2023-06-18 15:00 | 7 | 0 | 0 | 0 | 0 | 0 | 0 | 190 | 0 | 0 | 0 | 0 | 0 | 0 | 0
2023-06-18 15:30 | 8 | 0 | 0 | 0 | 0 | 0 | 0 | 190 | 0 | 0 | 0 | 0 | 0 | 0 | 0
2023-06-18 16:00 | 9 | 0 | 0 | 0 | 0 | 0 | 0 | 190 | 0 | 0 | 0 | 0 | 0 | 0 | 0
2023-06-18 16:30 | 10 | 0 | 0 | 0 | 0 | 0 | 0 | 190 | 0 | 0 | 0 | 0 | 0 | 0 | 0
2023-06-18 17:00 | 11 | 0 | 0 | 0 | 0 | 0 | 0 | 190 | 0 | 0 | 0 | 0 | 0 | 0 | 0
2023-06-18 17:30 | 12 | 0 | 0 | 0 | 0 | 0 | 0 | 290 | 0 | 0 | 0 | 0 | 0 | 0 | 0
2023-06-18 18:00 | 13 | 0 | 0 | 0 | 0 | 0 | 0 | 290 | 0 | 0 | 0 | 0 | 0 | 0 | 0
2023-06-18 18:30 | 14 | 0 | 0 | 0 | 0 | 0 | 0 | 290 | 0 | 0 | 0 | 0 | 0 | 0 | 0
2023-06-18 19:00 | 15 | 0 | 0 | 0 | 0 | 0 | 0 | 290 | 0 | 0 | 0 | 0 | 0 | 0 | 0
2023-06-18 19:30 | 16 | 0 | 0 | 0 | 0 | 0 | 0 | 290 | 0 | 0 | 0 | 0 | 0 | 0 | 0
2023-06-18 20:00 | 17 | 0 | 0 | 0 | 0 | 0 | 0 | 290 | 0 | 0 | 0 | 0 | 0 | 0 | 0
2023-06-18 20:30 | 18 | 0 | 0 | 0 | 0 | 0 | 0 | 290 | 0 | 0 | 0 | 0 | 0 | 0 | 0
2023-06-18 21:00 | 19 | 0 | 0 | 0 | 0 | 0 | 0 | 290 | 0 | 0 | 0 | 0 | 0 | 0 | 0
2023-06-18 21:30 | 20 | 0 | 0 | 0 | 0 | 0 | 0 | 290 | 0 | 0 | 0 | 0 | 0 | 0 | 0
2023-06-18 22:00 | 21 | 0 | 0 | 0 | 0 | 0 | 0 | 190 | 0 | 0 | 0 | 0 | 0 | 0 | 0
2023-06-18 22:30 | 22 | 0 | 0 | 0 | 0 | 0 | 0 | 190 | 0 | 0 | 0 | 0 | 0 | 0 | 0
2023-06-18 23:00 | 23 | 0 | 0 | 0 | 0 | 0 | 0 | 190 | 0 | 0 | 0 | 0 | 0 | 0 | 0
2023-06-18 23:30 | 24 | 0 | 0 | 0 | 0 | 0 | 0 | 190 | 0 | 0 | 0 | 0 | 0 | 0 | 0
2023-06-19 | 1 | 0 | 0 | 0 | 0 | 0 | 0 | 190 | 0 | 0 | 0 | 0 | 0 | 0 | 0
2023-06-19 00:30 | 2 | 0 | 0 | 0 | 0 | 0 | 0 | 190 | 0 | 0 | 0 | 0 | 0 | 0 | 0
2023-06-19 01:00 | 3 | 0 | 0 | 0 | 0 | 0 | 0 | 190 | 0 | 0 | 0 | 0 | 0 | 0 | 0
2023-06-19 01:30 | 4 | 0 | 0 | 0 | 0 | 0 | 0 | 190 | 0 | 0 | 0 | 0 | 0 | 0 | 0
2023-06-19 02:00 | 5 | 0 | 0 | 0 | 0 | 0 | 0 | 190 | 0 | 0 | 0 | 0 | 0 | 0 | 0
2023-06-19 02:30 | 6 | 0 | 0 | 0 | 0 | 0 | 0 | 190 | 0 | 0 | 0 | 0 | 0 | 0 | 0
2023-06-19 03:00 | 7 | 0 | 0 | 0 | 0 | 0 | 0 | 190 | 0 | 0 | 0 | 0 | 0 | 0 | 0
2023-06-19 03:30 | 8 | 0 | 0 | 0 | 0 | 0 | 0 | 190 | 0 | 0 | 0 | 0 | 0 | 0 | 0
2023-06-19 04:00 | 9 | 0 | 0 | 0 | 0 | 0 | 0 | 190 | 0 | 0 | 0 | 0 | 0 | 0 | 0
2023-06-19 04:30 | 10 | 0 | 0 | 0 | 0 | 0 | 0 | 190 | 0 | 0 | 0 | 0 | 0 | 0 | 0
2023-06-19 05:00 | 11 | 0 | 0 | 0 | 0 | 0 | 0 | 190 | 0 | 0 | 0 | 0 | 0 | 0 | 0
2023-06-19 05:30 | 12 | 0 | 0 | 0 | 0 | 0 | 0 | 290 | 0 | 0 | 0 | 0 | 0 | 0 | 0
2023-06-19 06:00 | 13 | 0 | 0 | 0 | 0 | 0 | 0 | 290 | 0 | 0 | 0 | 0 | 0 | 0 | 0
2023-06-19 06:30 | 14 | 0 | 0 | 0 | 0 | 0 | 0 | 290 | 0 | 0 | 0 | 0 | 0 | 0 | 0
2023-06-19 07:00 | 15 | 0 | 0 | 0 | 0 | 0 | 0 | 290 | 0 | 0 | 0 | 0 | 0 | 0 | 0
2023-06-19 07:30 | 16 | 0 | 0 | 0 | 0 | 0 | 0 | 290 | 0 | 0 | 0 | 0 | 0 | 0 | 0
2023-06-19 08:00 | 17 | 0 | 0 | 0 | 0 | 0 | 0 | 290 | 0 | 0 | 0 | 0 | 0 | 0 | 0
2023-06-19 08:30 | 18 | 0 | 0 | 0 | 0 | 0 | 0 | 290 | 0 | 0 | 0 | 0 | 0 | 0 | 0
2023-06-19 09:00 | 19 | 0 | 0 | 0 | 0 | 0 | 0 | 290 | 0 | 0 | 0 | 0 | 0 | 0 | 0
2023-06-19 09:30 | 20 | 0 | 0 | 0 | 0 | 0 | 0 | 290 | 0 | 0 | 0 | 0 | 0 | 0 | 0
2023-06-19 10:00 | 21 | 0 | 0 | 0 | 0 | 0 | 0 | 190 | 0 | 0 | 0 | 0 | 0 | 0 | 0
2023-06-19 10:30 | 22 | 0 | 0 | 0 | 0 | 0 | 0 | 190 | 0 | 0 | 0 | 0 | 0 | 0 | 0
2023-06-19 11:00 | 23 | 0 | 0 | 0 | 0 | 0 | 0 | 190 | 0 | 0 | 0 | 0 | 0 | 0 | 0
2023-06-19 11:30 | 24 | 0 | 0 | 0 | 0 | 0 | 0 | 190 | 0 | 0 | 0 | 0 | 0 | 0 | 0
2023-06-19 12:00 | 1 | 0 | 0 | 0 | 0 | 0 | 0 | 190 | 0 | 0 | 0 | 0 | 0 | 0 | 0
2023-06-19 12:30 | 2 | 0 | 0 | 0 | 0 | 0 | 0 | 190 | 0 | 0 | 0 | 0 | 0 | 0 | 0
2023-06-19 13:00 | 3 | 0 | 0 | 0 | 0 | 0 | 0 | 190 | 0 | 0 | 0 | 0 | 0 | 0 | 0
2023-06-19 13:30 | 4 | 0 | 0 | 0 | 0 | 0 | 0 | 190 | 0 | 0 | 0 | 0 | 0 | 0 | 0
2023-06-19 14:00 | 5 | 0 | 0 | 0 | 0 | 0 | 0 | 190 | 0 | 0 | 0 | 0 | 0 | 0 | 0
2023-06-19 14:30 | 6 | 0 | 0 | 0 | 0 | 0 | 0 | 190 | 0 | 0 | 0 | 0 | 0 | 0 | 0
2023-06-19 15:00 | 7 | 0 | 0 | 0 | 0 | 0 | 0 | 190 | 0 | 0 | 0 | 0 | 0 | 0 | 0
2023-06-19 15:30 | 8 | 0 | 0 | 0 | 0 | 0 | 0 | 190 | 0 | 0 | 0 | 0 | 0 | 0 | 0
2023-06-19 16:00 | 9 | 0 | 0 | 0 | 0 | 0 | 0 | 190 | 0 | 0 | 0 | 0 | 0 | 0 | 0
2023-06-19 16:30 | 10 | 0 | 0 | 0 | 0 | 0 | 0 | 190 | 0 | 0 | 0 | 0 | 0 | 0 | 0
2023-06-19 17:00 | 11 | 0 | 0 | 0 | 0 | 0 | 0 | 190 | 0 | 0 | 0 | 0 | 0 | 0 | 0
2023-06-19 17:30 | 12 | 0 | 0 | 0 | 0 | 0 | 0 | 290 | 0 | 0 | 0 | 0 | 0 | 0 | 0
2023-06-19 18:00 | 13 | 0 | 0 | 0 | 0 | 0 | 0 | 290 | 0 | 0 | 0 | 0 | 0 | 0 | 0
2023-06-19 18:30 | 14 | 0 | 0 | 0 | 0 | 0 | 0 | 290 | 0 | 0 | 0 | 0 | 0 | 0 | 0
2023-06-19 19:00 | 15 | 0 | 0 | 0 | 0 | 0 | 0 | 290 | 0 | 0 | 0 | 0 | 0 | 0 | 0
2023-06-19 19:30 | 16 | 0 | 0 | 0 | 0 | 0 | 0 | 290 | 0 | 0 | 0 | 0 | 0 | 0 | 0
2023-06-19 20:00 | 17 | 0 | 0 | 0 | 0 | 0 | 0 | 290 | 0 | 0 | 0 | 0 | 0 | 0 | 0
2023-06-19 20:30 | 18 | 0 | 0 | 0 | 0 | 0 | 0 | 290 | 0 | 0 | 0 | 0 | 0 | 0 | 0
2023-06-19 21:00 | 19 | 0 | 0 | 0 | 0 | 0 | 0 | 290 | 0 | 0 | 0 | 0 | 0 | 0 | 0
2023-06-19 21:30 | 20 | 0 | 0 | 0 | 0 | 0 | 0 | 290 | 0 | 0 | 0 | 0 | 0 | 0 | 0
2023-06-19 22:00 | 21 | 0 | 0 | 0 | 0 | 0 | 0 | 190 | 0 | 0 | 0 | 0 | 0 | 0 | 0
2023-06-19 22:30 | 22 | 0 | 0 | 0 | 0 | 0 | 0 | 190 | 0 | 0 | 0 | 0 | 0 | 0 | 0
2023-06-19 23:00 | 23 | 0 | 0 | 0 | 0 | 0 | 0 | 190 | 0 | 0 | 0 | 0 | 0 | 0 | 0
2023-06-19 23:30 | 24 | 0 | 0 | 0 | 0 | 0 | 0 | 190 | 0 | 0 | 0 | 0 | 0 | 0 | 0
2023-06-20 | 1 | 0 | 0 | 0 | 0 | 0 | 0 | 190 | 0 | 0 | 0 | 0 | 0 | 0 | 0
2023-06-20 00:30 | 2 | 0 | 0 | 0 | 0 | 0 | 0 | 190 | 0 | 0 | 0 | 0 | 0 | 0 | 0
2023-06-20 01:00 | 3 | 0 | 0 | 0 | 0 | 0 | 0 | 190 | 0 | 0 | 0 | 0 | 0 | 0 | 0
2023-06-20 01:30 | 4 | 0 | 0 | 0 | 0 | 0 | 0 | 190 | 0 | 0 | 0 | 0 | 0 | 0 | 0
2023-06-20 02:00 | 5 | 0 | 0 | 0 | 0 | 0 | 0 | 190 | 0 | 0 | 0 | 0 | 0 | 0 | 0
2023-06-20 02:30 | 6 | 0 | 0 | 0 | 0 | 0 | 0 | 190 | 0 | 0 | 0 | 0 | 0 | 0 | 0
2023-06-20 03:00 | 7 | 0 | 0 | 0 | 0 | 0 | 0 | 190 | 0 | 0 | 0 | 0 | 0 | 0 | 0
2023-06-20 03:30 | 8 | 0 | 0 | 0 | 0 | 0 | 0 | 190 | 0 | 0 | 0 | 0 | 0 | 0 | 0
2023-06-20 04:00 | 9 | 0 | 0 | 0 | 0 | 0 | 0 | 190 | 0 | 0 | 0 | 0 | 0 | 0 | 0
2023-06-20 04:30 | 10 | 0 | 0 | 0 | 0 | 0 | 0 | 190 | 0 | 0 | 0 | 0 | 0 | 0 | 0
2023-06-20 05:00 | 11 | 0 | 0 | 0 | 0 | 0 | 0 | 190 | 0 | 0 | 0 | 0 | 0 | 0 | 0
2023-06-20 05:30 | 12 | 0 | 0 | 0 | 0 | 0 | 0 | 290 | 0 | 0 | 0 | 0 | 0 | 0 | 0
2023-06-20 06:00 | 13 | 0 | 0 | 0 | 0 | 0 | 0 | 290 | 0 | 0 | 0 | 0 | 0 | 0 | 0
2023-06-20 06:30 | 14 | 0 | 0 | 0 | 0 | 0 | 0 | 290 | 0 | 0 | 0 | 0 | 0 | 0 | 0
2023-06-20 07:00 | 15 | 0 | 0 | 0 | 0 | 0 | 0 | 290 | 0 | 0 | 0 | 0 | 0 | 0 | 0
2023-06-20 07:30 | 16 | 0 | 0 | 0 | 0 | 0 | 0 | 290 | 0 | 0 | 0 | 0 | 0 | 0 | 0
2023-06-20 08:00 | 17 | 0 | 0 | 0 | 0 | 0 | 0 | 290 | 0 | 0 | 0 | 0 | 0 | 0 | 0
2023-06-20 08:30 | 18 | 0 | 0 | 0 | 0 | 0 | 0 | 290 | 0 | 0 | 0 | 0 | 0 | 0 | 0
2023-06-20 09:00 | 19 | 0 | 0 | 0 | 0 | 0 | 0 | 290 | 0 | 0 | 0 | 0 | 0 | 0 | 0
2023-06-20 09:30 | 20 | 0 | 0 | 0 | 0 | 0 | 0 | 290 | 0 | 0 | 0 | 0 | 0 | 0 | 0
2023-06-20 10:00 | 21 | 0 | 0 | 0 | 0 | 0 | 0 | 190 | 0 | 0 | 0 | 0 | 0 | 0 | 0
2023-06-20 10:30 | 22 | 0 | 0 | 0 | 0 | 0 | 0 | 190 | 0 | 0 | 0 | 0 | 0 | 0 | 0
2023-06-20 11:00 | 23 | 0 | 0 | 0 | 0 | 0 | 0 | 190 | 0 | 0 | 0 | 0 | 0 | 0 | 0
2023-06-20 11:30 | 24 | 0 | 0 | 0 | 0 | 0 | 0 | 190 | 0 | 0 | 0 | 0 | 0 | 0 | 0
2023-06-20 12:00 | 1 | 0 | 0 | 0 | 0 | 0 | 0 | 190 | 0 | 0 | 0 | 0 | 0 | 0 | 0
2023-06-20 12:30 | 2 | 0 | 0 | 0 | 0 | 0 | 0 | 190 | 0 | 0 | 0 | 0 | 0 | 0 | 0
2023-06-20 13:00 | 3 | 0 | 0 | 0 | 0 | 0 | 0 | 190 | 0 | 0 | 0 | 0 | 0 | 0 | 0
2023-06-20 13:30 | 4 | 0 | 0 | 0 | 0 | 0 | 0 | 190 | 0 | 0 | 0 | 0 | 0 | 0 | 0
2023-06-20 14:00 | 5 | 0 | 0 | 0 | 0 | 0 | 0 | 190 | 0 | 0 | 0 | 0 | 0 | 0 | 0
2023-06-20 14:30 | 6 | 0 | 0 | 0 | 0 | 0 | 0 | 190 | 0 | 0 | 0 | 0 | 0 | 0 | 0
2023-06-20 15:00 | 7 | 0 | 0 | 0 | 0 | 0 | 0 | 190 | 0 | 0 | 0 | 0 | 0 | 0 | 0
2023-06-20 15:30 | 8 | 0 | 0 | 0 | 0 | 0 | 0 | 190 | 0 | 0 | 0 | 0 | 0 | 0 | 0
2023-06-20 16:00 | 9 | 0 | 0 | 0 | 0 | 0 | 0 | 190 | 0 | 0 | 0 | 0 | 0 | 0 | 0
2023-06-20 16:30 | 10 | 0 | 0 | 0 | 0 | 0 | 0 | 190 | 0 | 0 | 0 | 0 | 0 | 0 | 0
2023-06-20 17:00 | 11 | 0 | 0 | 0 | 0 | 0 | 0 | 190 | 0 | 0 | 0 | 0 | 0 | 0 | 0
2023-06-20 17:30 | 12 | 0 | 0 | 0 | 0 | 0 | 0 | 290 | 0 | 0 | 0 | 0 | 0 | 0 | 0
2023-06-20 18:00 | 13 | 0 | 0 | 0 | 0 | 0 | 0 | 290 | 0 | 0 | 0 | 0 | 0 | 0 | 0
2023-06-20 18:30 | 14 | 0 | 0 | 0 | 0 | 0 | 0 | 290 | 0 | 0 | 0 | 0 | 0 | 0 | 0
2023-06-20 19:00 | 15 | 0 | 0 | 0 | 0 | 0 | 0 | 290 | 0 | 0 | 0 | 0 | 0 | 0 | 0
2023-06-20 19:30 | 16 | 0 | 0 | 0 | 0 | 0 | 0 | 290 | 0 | 0 | 0 | 0 | 0 | 0 | 0
2023-06-20 20:00 | 17 | 0 | 0 | 0 | 0 | 0 | 0 | 290 | 0 | 0 | 0 | 0 | 0 | 0 | 0
2023-06-20 20:30 | 18 | 0 | 0 | 0 | 0 | 0 | 0 | 290 | 0 | 0 | 0 | 0 | 0 | 0 | 0
2023-06-20 21:00 | 19 | 0 | 0 | 0 | 0 | 0 | 0 | 290 | 0 | 0 | 0 | 0 | 0 | 0 | 0
2023-06-20 21:30 | 20 | 0 | 0 | 0 | 0 | 0 | 0 | 290 | 0 | 0 | 0 | 0 | 0 | 0 | 0
2023-06-20 22:00 | 21 | 0 | 0 | 0 | 0 | 0 | 0 | 190 | 0 | 0 | 0 | 0 | 0 | 0 | 0
2023-06-20 22:30 | 22 | 0 | 0 | 0 | 0 | 0 | 0 | 190 | 0 | 0 | 0 | 0 | 0 | 0 | 0
2023-06-20 23:00 | 23 | 0 | 0 | 0 | 0 | 0 | 0 | 190 | 0 | 0 | 0 | 0 | 0 | 0 | 0
2023-06-20 23:30 | 24 | 0 | 0 | 0 | 0 | 0 | 0 | 190 | 0 | 0 | 0 | 0 | 0 | 0 | 0
2023-06-21 | 1 | 0 | 0 | 0 | 0 | 0 | 0 | 190 | 0 | 0 | 0 | 0 | 0 | 0 | 0
2023-06-21 00:30 | 2 | 0 | 0 | 0 | 0 | 0 | 0 | 190 | 0 | 0 | 0 | 0 | 0 | 0 | 0
2023-06-21 01:00 | 3 | 0 | 0 | 0 | 0 | 0 | 0 | 190 | 0 | 0 | 0 | 0 | 0 | 0 | 0
2023-06-21 01:30 | 4 | 0 | 0 | 0 | 0 | 0 | 0 | 190 | 0 | 0 | 0 | 0 | 0 | 0 | 0
2023-06-21 02:00 | 5 | 0 | 0 | 0 | 0 | 0 | 0 | 190 | 0 | 0 | 0 | 0 | 0 | 0 | 0
2023-06-21 02:30 | 6 | 0 | 0 | 0 | 0 | 0 | 0 | 190 | 0 | 0 | 0 | 0 | 0 | 0 | 0
2023-06-21 03:00 | 7 | 0 | 0 | 0 | 0 | 0 | 0 | 190 | 0 | 0 | 0 | 0 | 0 | 0 | 0
2023-06-21 03:30 | 8 | 0 | 0 | 0 | 0 | 0 | 0 | 190 | 0 | 0 | 0 | 0 | 0 | 0 | 0
2023-06-21 04:00 | 9 | 0 | 0 | 0 | 0 | 0 | 0 | 190 | 0 | 0 | 0 | 0 | 0 | 0 | 0
2023-06-21 04:30 | 10 | 0 | 0 | 0 | 0 | 0 | 0 | 190 | 0 | 0 | 0 | 0 | 0 | 0 | 0
2023-06-21 05:00 | 11 | 0 | 0 | 0 | 0 | 0 | 0 | 190 | 0 | 0 | 0 | 0 | 0 | 0 | 0
2023-06-21 05:30 | 12 | 0 | 0 | 0 | 0 | 0 | 0 | 290 | 0 | 0 | 0 | 0 | 0 | 0 | 0
2023-06-21 06:00 | 13 | 0 | 0 | 0 | 0 | 0 | 0 | 290 | 0 | 0 | 0 | 0 | 0 | 0 | 0
2023-06-21 06:30 | 14 | 0 | 0 | 0 | 0 | 0 | 0 | 290 | 0 | 0 | 0 | 0 | 0 | 0 | 0
2023-06-21 07:00 | 15 | 0 | 0 | 0 | 0 | 0 | 0 | 290 | 0 | 0 | 0 | 0 | 0 | 0 | 0
2023-06-21 07:30 | 16 | 0 | 0 | 0 | 0 | 0 | 0 | 290 | 0 | 0 | 0 | 0 | 0 | 0 | 0
2023-06-21 08:00 | 17 | 0 | 0 | 0 | 0 | 0 | 0 | 290 | 0 | 0 | 0 | 0 | 0 | 0 | 0
2023-06-21 08:30 | 18 | 0 | 0 | 0 | 0 | 0 | 0 | 290 | 0 | 0 | 0 | 0 | 0 | 0 | 0
2023-06-21 09:00 | 19 | 0 | 0 | 0 | 0 | 0 | 0 | 290 | 0 | 0 | 0 | 0 | 0 | 0 | 0
2023-06-21 09:30 | 20 | 0 | 0 | 0 | 0 | 0 | 0 | 290 | 0 | 0 | 0 | 0 | 0 | 0 | 0
2023-06-21 10:00 | 21 | 0 | 0 | 0 | 0 | 0 | 0 | 190 | 0 | 0 | 0 | 0 | 0 | 0 | 0
2023-06-21 10:30 | 22 | 0 | 0 | 0 | 0 | 0 | 0 | 190 | 0 | 0 | 0 | 0 | 0 | 0 | 0
2023-06-21 11:00 | 23 | 0 | 0 | 0 | 0 | 0 | 0 | 190 | 0 | 0 | 0 | 0 | 0 | 0 | 0
2023-06-21 11:30 | 24 | 0 | 0 | 0 | 0 | 0 | 0 | 190 | 0 | 0 | 0 | 0 | 0 | 0 | 0
2023-06-21 12:00 | 1 | 0 | 0 | 0 | 0 | 0 | 0 | 190 | 0 | 0 | 0 | 0 | 0 | 0 | 0
2023-06-21 12:30 | 2 | 0 | 0 | 0 | 0 | 0 | 0 | 190 | 0 | 0 | 0 | 0 | 0 | 0 | 0
2023-06-21 13:00 | 3 | 0 | 0 | 0 | 0 | 0 | 0 | 190 | 0 | 0 | 0 | 0 | 0 | 0 | 0
2023-06-21 13:30 | 4 | 0 | 0 | 0 | 0 | 0 | 0 | 190 | 0 | 0 | 0 | 0 | 0 | 0 | 0
2023-06-21 14:00 | 5 | 0 | 0 | 0 | 0 | 0 | 0 | 190 | 0 | 0 | 0 | 0 | 0 | 0 | 0
2023-06-21 14:30 | 6 | 0 | 0 | 0 | 0 | 0 | 0 | 190 | 0 | 0 | 0 | 0 | 0 | 0 | 0
2023-06-21 15:00 | 7 | 0 | 0 | 0 | 0 | 0 | 0 | 190 | 0 | 0 | 0 | 0 | 0 | 0 | 0
2023-06-21 15:30 | 8 | 0 | 0 | 0 | 0 | 0 | 0 | 190 | 0 | 0 | 0 | 0 | 0 | 0 | 0
2023-06-21 16:00 | 9 | 0 | 0 | 0 | 0 | 0 | 0 | 190 | 0 | 0 | 0 | 0 | 0 | 0 | 0
2023-06-21 16:30 | 10 | 0 | 0 | 0 | 0 | 0 | 0 | 190 | 0 | 0 | 0 | 0 | 0 | 0 | 0
2023-06-21 17:00 | 11 | 0 | 0 | 0 | 0 | 0 | 0 | 190 | 0 | 0 | 0 | 0 | 0 | 0 | 0
2023-06-21 17:30 | 12 | 0 | 0 | 0 | 0 | 0 | 0 | 290 | 0 | 0 | 0 | 0 | 0 | 0 | 0
2023-06-21 18:00 | 13 | 0 | 0 | 0 | 0 | 0 | 0 | 290 | 0 | 0 | 0 | 0 | 0 | 0 | 0
2023-06-21 18:30 | 14 | 0 | 0 | 0 | 0 | 0 | 0 | 290 | 0 | 0 | 0 | 0 | 0 | 0 | 0
2023-06-21 19:00 | 15 | 0 | 0 | 0 | 0 | 0 | 0 | 290 | 0 | 0 | 0 | 0 | 0 | 0 | 0
2023-06-21 19:30 | 16 | 0 | 0 | 0 | 0 | 0 | 0 | 290 | 0 | 0 | 0 | 0 | 0 | 0 | 0
2023-06-21 20:00 | 17 | 0 | 0 | 0 | 0 | 0 | 0 | 290 | 0 | 0 | 0 | 0 | 0 | 0 | 0
2023-06-21 20:30 | 18 | 0 | 0 | 0 | 0 | 0 | 0 | 290 | 0 | 0 | 0 | 0 | 0 | 0 | 0
2023-06-21 21:00 | 19 | 0 | 0 | 0 | 0 | 0 | 0 | 290 | 0 | 0 | 0 | 0 | 0 | 0 | 0
2023-06-21 21:30 | 20 | 0 | 0 | 0 | 0 | 0 | 0 | 290 | 0 | 0 | 0 | 0 | 0 | 0 | 0
2023-06-21 22:00 | 21 | 0 | 0 | 0 | 0 | 0 | 0 | 190 | 0 | 0 | 0 | 0 | 0 | 0 | 0
2023-06-21 22:30 | 22 | 0 | 0 | 0 | 0 | 0 | 0 | 190 | 0 | 0 | 0 | 0 | 0 | 0 | 0
2023-06-21 23:00 | 23 | 0 | 0 | 0 | 0 | 0 | 0 | 190 | 0 | 0 | 0 | 0 | 0 | 0 | 0
2023-06-21 23:30 | 24 | 0 | 0 | 0 | 0 | 0 | 0 | 190 | 0 | 0 | 0 | 0 | 0 | 0 | 0
2023-06-22 | 1 | 0 | 0 | 0 | 0 | 0 | 0 | 190 | 0 | 0 | 0 | 0 | 0 | 0 | 0
2023-06-22 00:30 | 2 | 0 | 0 | 0 | 0 | 0 | 0 | 190 | 0 | 0 | 0 | 0 | 0 | 0 | 0
2023-06-22 01:00 | 3 | 0 | 0 | 0 | 0 | 0 | 0 | 190 | 0 | 0 | 0 | 0 | 0 | 0 | 0
2023-06-22 01:30 | 4 | 0 | 0 | 0 | 0 | 0 | 0 | 190 | 0 | 0 | 0 | 0 | 0 | 0 | 0
2023-06-22 02:00 | 5 | 0 | 0 | 0 | 0 | 0 | 0 | 190 | 0 | 0 | 0 | 0 | 0 | 0 | 0
2023-06-22 02:30 | 6 | 0 | 0 | 0 | 0 | 0 | 0 | 190 | 0 | 0 | 0 | 0 | 0 | 0 | 0
2023-06-22 03:00 | 7 | 0 | 0 | 0 | 0 | 0 | 0 | 190 | 0 | 0 | 0 | 0 | 0 | 0 | 0
2023-06-22 03:30 | 8 | 0 | 0 | 0 | 0 | 0 | 0 | 190 | 0 | 0 | 0 | 0 | 0 | 0 | 0
2023-06-22 04:00 | 9 | 0 | 0 | 0 | 0 | 0 | 0 | 190 | 0 | 0 | 0 | 0 | 0 | 0 | 0
2023-06-22 04:30 | 10 | 0 | 0 | 0 | 0 | 0 | 0 | 190 | 0 | 0 | 0 | 0 | 0 | 0 | 0
2023-06-22 05:00 | 11 | 0 | 0 | 0 | 0 | 0 | 0 | 190 | 0 | 0 | 0 | 0 | 0 | 0 | 0
2023-06-22 05:30 | 12 | 0 | 0 | 0 | 0 | 0 | 0 | 290 | 0 | 0 | 0 | 0 | 0 | 0 | 0
2023-06-22 06:00 | 13 | 0 | 0 | 0 | 0 | 0 | 0 | 290 | 0 | 0 | 0 | 0 | 0 | 0 | 0
2023-06-22 06:30 | 14 | 0 | 0 | 0 | 0 | 0 | 0 | 290 | 0 | 0 | 0 | 0 | 0 | 0 | 0
2023-06-22 07:00 | 15 | 0 | 0 | 0 | 0 | 0 | 0 | 290 | 0 | 0 | 0 | 0 | 0 | 0 | 0
2023-06-22 07:30 | 16 | 0 | 0 | 0 | 0 | 0 | 0 | 290 | 0 | 0 | 0 | 0 | 0 | 0 | 0
2023-06-22 08:00 | 17 | 0 | 0 | 0 | 0 | 0 | 0 | 290 | 0 | 0 | 0 | 0 | 0 | 0 | 0
2023-06-22 08:30 | 18 | 0 | 0 | 0 | 0 | 0 | 0 | 290 | 0 | 0 | 0 | 0 | 0 | 0 | 0
2023-06-22 09:00 | 19 | 0 | 0 | 0 | 0 | 0 | 0 | 290 | 0 | 0 | 0 | 0 | 0 | 0 | 0
2023-06-22 09:30 | 20 | 0 | 0 | 0 | 0 | 0 | 0 | 290 | 0 | 0 | 0 | 0 | 0 | 0 | 0
2023-06-22 10:00 | 21 | 0 | 0 | 0 | 0 | 0 | 0 | 190 | 0 | 0 | 0 | 0 | 0 | 0 | 0
2023-06-22 10:30 | 22 | 0 | 0 | 0 | 0 | 0 | 0 | 190 | 0 | 0 | 0 | 0 | 0 | 0 | 0
2023-06-22 11:00 | 23 | 0 | 0 | 0 | 0 | 0 | 0 | 190 | 0 | 0 | 0 | 0 | 0 | 0 | 0
2023-06-22 11:30 | 24 | 0 | 0 | 0 | 0 | 0 | 0 | 190 | 0 | 0 | 0 | 0 | 0 | 0 | 0
2023-06-22 12:00 | 1 | 0 | 0 | 0 | 0 | 0 | 0 | 190 | 0 | 0 | 0 | 0 | 0 | 0 | 0
2023-06-22 12:30 | 2 | 0 | 0 | 0 | 0 | 0 | 0 | 190 | 0 | 0 | 0 | 0 | 0 | 0 | 0
2023-06-22 13:00 | 3 | 0 | 0 | 0 | 0 | 0 | 0 | 190 | 0 | 0 | 0 | 0 | 0 | 0 | 0
2023-06-22 13:30 | 4 | 0 | 0 | 0 | 0 | 0 | 0 | 190 | 0 | 0 | 0 | 0 | 0 | 0 | 0
2023-06-22 14:00 | 5 | 0 | 0 | 0 | 0 | 0 | 0 | 190 | 0 | 0 | 0 | 0 | 0 | 0 | 0
2023-06-22 14:30 | 6 | 0 | 0 | 0 | 0 | 0 | 0 | 190 | 0 | 0 | 0 | 0 | 0 | 0 | 0
2023-06-22 15:00 | 7 | 0 | 0 | 0 | 0 | 0 | 0 | 190 | 0 | 0 | 0 | 0 | 0 | 0 | 0
2023-06-22 15:30 | 8 | 0 | 0 | 0 | 0 | 0 | 0 | 190 | 0 | 0 | 0 | 0 | 0 | 0 | 0
2023-06-22 16:00 | 9 | 0 | 0 | 0 | 0 | 0 | 0 | 190 | 0 | 0 | 0 | 0 | 0 | 0 | 0
2023-06-22 16:30 | 10 | 0 | 0 | 0 | 0 | 0 | 0 | 190 | 0 | 0 | 0 | 0 | 0 | 0 | 0
2023-06-22 17:00 | 11 | 0 | 0 | 0 | 0 | 0 | 0 | 190 | 0 | 0 | 0 | 0 | 0 | 0 | 0
2023-06-22 17:30 | 12 | 0 | 0 | 0 | 0 | 0 | 0 | 290 | 0 | 0 | 0 | 0 | 0 | 0 | 0
2023-06-22 18:00 | 13 | 0 | 0 | 0 | 0 | 0 | 0 | 290 | 0 | 0 | 0 | 0 | 0 | 0 | 0
2023-06-22 18:30 | 14 | 0 | 0 | 0 | 0 | 0 | 0 | 290 | 0 | 0 | 0 | 0 | 0 | 0 | 0
2023-06-22 19:00 | 15 | 0 | 0 | 0 | 0 | 0 | 0 | 290 | 0 | 0 | 0 | 0 | 0 | 0 | 0
2023-06-22 19:30 | 16 | 0 | 0 | 0 | 0 | 0 | 0 | 290 | 0 | 0 | 0 | 0 | 0 | 0 | 0
2023-06-22 20:00 | 17 | 0 | 0 | 0 | 0 | 0 | 0 | 290 | 0 | 0 | 0 | 0 | 0 | 0 | 0
2023-06-22 20:30 | 18 | 0 | 0 | 0 | 0 | 0 | 0 | 290 | 0 | 0 | 0 | 0 | 0 | 0 | 0
2023-06-22 21:00 | 19 | 0 | 0 | 0 | 0 | 0 | 0 | 290 | 0 | 0 | 0 | 0 | 0 | 0 | 0
2023-06-22 21:30 | 20 | 0 | 0 | 0 | 0 | 0 | 0 | 290 | 0 | 0 | 0 | 0 | 0 | 0 | 0
2023-06-22 22:00 | 21 | 0 | 0 | 0 | 0 | 0 | 0 | 190 | 0 | 0 | 0 | 0 | 0 | 0 | 0
2023-06-22 22:30 | 22 | 0 | 0 | 0 | 0 | 0 | 0 | 190 | 0 | 0 | 0 | 0 | 0 | 0 | 0
2023-06-22 23:00 | 23 | 0 | 0 | 0 | 0 | 0 | 0 | 190 | 0 | 0 | 0 | 0 | 0 | 0 | 0
2023-06-22 23:30 | 24 | 0 | 0 | 0 | 0 | 0 | 0 | 190 | 0 | 0 | 0 | 0 | 0 | 0 | 0
2023-06-23 | 1 | 0 | 0 | 0 | 0 | 0 | 0 | 190 | 0 | 0 | 0 | 0 | 0 | 0 | 0
2023-06-23 00:30 | 2 | 0 | 0 | 0 | 0 | 0 | 0 | 190 | 0 | 0 | 0 | 0 | 0 | 0 | 0
2023-06-23 01:00 | 3 | 0 | 0 | 0 | 0 | 0 | 0 | 190 | 0 | 0 | 0 | 0 | 0 | 0 | 0
2023-06-23 01:30 | 4 | 0 | 0 | 0 | 0 | 0 | 0 | 190 | 0 | 0 | 0 | 0 | 0 | 0 | 0
2023-06-23 02:00 | 5 | 0 | 0 | 0 | 0 | 0 | 0 | 190 | 0 | 0 | 0 | 0 | 0 | 0 | 0
2023-06-23 02:30 | 6 | 0 | 0 | 0 | 0 | 0 | 0 | 190 | 0 | 0 | 0 | 0 | 0 | 0 | 0
2023-06-23 03:00 | 7 | 0 | 0 | 0 | 0 | 0 | 0 | 190 | 0 | 0 | 0 | 0 | 0 | 0 | 0
2023-06-23 03:30 | 8 | 0 | 0 | 0 | 0 | 0 | 0 | 190 | 0 | 0 | 0 | 0 | 0 | 0 | 0
2023-06-23 04:00 | 9 | 0 | 0 | 0 | 0 | 0 | 0 | 190 | 0 | 0 | 0 | 0 | 0 | 0 | 0
2023-06-23 04:30 | 10 | 0 | 0 | 0 | 0 | 0 | 0 | 190 | 0 | 0 | 0 | 0 | 0 | 0 | 0
2023-06-23 05:00 | 11 | 0 | 0 | 0 | 0 | 0 | 0 | 190 | 0 | 0 | 0 | 0 | 0 | 0 | 0
2023-06-23 05:30 | 12 | 0 | 0 | 0 | 0 | 0 | 0 | 290 | 0 | 0 | 0 | 0 | 0 | 0 | 0
2023-06-23 06:00 | 13 | 0 | 0 | 0 | 0 | 0 | 0 | 290 | 0 | 0 | 0 | 0 | 0 | 0 | 0
2023-06-23 06:30 | 14 | 0 | 0 | 0 | 0 | 0 | 0 | 290 | 0 | 0 | 0 | 0 | 0 | 0 | 0
2023-06-23 07:00 | 15 | 0 | 0 | 0 | 0 | 0 | 0 | 290 | 0 | 0 | 0 | 0 | 0 | 0 | 0
2023-06-23 07:30 | 16 | 0 | 0 | 0 | 0 | 0 | 0 | 290 | 0 | 0 | 0 | 0 | 0 | 0 | 0
2023-06-23 08:00 | 17 | 0 | 0 | 0 | 0 | 0 | 0 | 290 | 0 | 0 | 0 | 0 | 0 | 0 | 0
2023-06-23 08:30 | 18 | 0 | 0 | 0 | 0 | 0 | 0 | 290 | 0 | 0 | 0 | 0 | 0 | 0 | 0
2023-06-23 09:00 | 19 | 0 | 0 | 0 | 0 | 0 | 0 | 290 | 0 | 0 | 0 | 0 | 0 | 0 | 0
2023-06-23 09:30 | 20 | 0 | 0 | 0 | 0 | 0 | 0 | 290 | 0 | 0 | 0 | 0 | 0 | 0 | 0
2023-06-23 10:00 | 21 | 0 | 0 | 0 | 0 | 0 | 0 | 190 | 0 | 0 | 0 | 0 | 0 | 0 | 0
2023-06-23 10:30 | 22 | 0 | 0 | 0 | 0 | 0 | 0 | 190 | 0 | 0 | 0 | 0 | 0 | 0 | 0
2023-06-23 11:00 | 23 | 0 | 0 | 0 | 0 | 0 | 0 | 190 | 0 | 0 | 0 | 0 | 0 | 0 | 0
2023-06-23 11:30 | 24 | 0 | 0 | 0 | 0 | 0 | 0 | 190 | 0 | 0 | 0 | 0 | 0 | 0 | 0
2023-06-23 12:00 | 1 | 0 | 0 | 0 | 0 | 0 | 0 | 190 | 0 | 0 | 0 | 0 | 0 | 0 | 0
2023-06-23 12:30 | 2 | 0 | 0 | 0 | 0 | 0 | 0 | 190 | 0 | 0 | 0 | 0 | 0 | 0 | 0
2023-06-23 13:00 | 3 | 0 | 0 | 0 | 0 | 0 | 0 | 190 | 0 | 0 | 0 | 0 | 0 | 0 | 0
2023-06-23 13:30 | 4 | 0 | 0 | 0 | 0 | 0 | 0 | 190 | 0 | 0 | 0 | 0 | 0 | 0 | 0
2023-06-23 14:00 | 5 | 0 | 0 | 0 | 0 | 0 | 0 | 190 | 0 | 0 | 0 | 0 | 0 | 0 | 0
2023-06-23 14:30 | 6 | 0 | 0 | 0 | 0 | 0 | 0 | 190 | 0 | 0 | 0 | 0 | 0 | 0 | 0
2023-06-23 15:00 | 7 | 0 | 0 | 0 | 0 | 0 | 0 | 190 | 0 | 0 | 0 | 0 | 0 | 0 | 0
2023-06-23 15:30 | 8 | 0 | 0 | 0 | 0 | 0 | 0 | 190 | 0 | 0 | 0 | 0 | 0 | 0 | 0
2023-06-23 16:00 | 9 | 0 | 0 | 0 | 0 | 0 | 0 | 190 | 0 | 0 | 0 | 0 | 0 | 0 | 0
2023-06-23 16:30 | 10 | 0 | 0 | 0 | 0 | 0 | 0 | 190 | 0 | 0 | 0 | 0 | 0 | 0 | 0
2023-06-23 17:00 | 11 | 0 | 0 | 0 | 0 | 0 | 0 | 190 | 0 | 0 | 0 | 0 | 0 | 0 | 0
2023-06-23 17:30 | 12 | 0 | 0 | 0 | 0 | 0 | 0 | 290 | 0 | 0 | 0 | 0 | 0 | 0 | 0
2023-06-23 18:00 | 13 | 0 | 0 | 0 | 0 | 0 | 0 | 290 | 0 | 0 | 0 | 0 | 0 | 0 | 0
2023-06-23 18:30 | 14 | 0 | 0 | 0 | 0 | 0 | 0 | 290 | 0 | 0 | 0 | 0 | 0 | 0 | 0
2023-06-23 19:00 | 15 | 0 | 0 | 0 | 0 | 0 | 0 | 290 | 0 | 0 | 0 | 0 | 0 | 0 | 0
2023-06-23 19:30 | 16 | 0 | 0 | 0 | 0 | 0 | 0 | 290 | 0 | 0 | 0 | 0 | 0 | 0 | 0
2023-06-23 20:00 | 17 | 0 | 0 | 0 | 0 | 0 | 0 | 290 | 0 | 0 | 0 | 0 | 0 | 0 | 0
2023-06-23 20:30 | 18 | 0 | 0 | 0 | 0 | 0 | 0 | 290 | 0 | 0 | 0 | 0 | 0 | 0 | 0
2023-06-23 21:00 | 19 | 0 | 0 | 0 | 0 | 0 | 0 | 290 | 0 | 0 | 0 | 0 | 0 | 0 | 0
2023-06-23 21:30 | 20 | 0 | 0 | 0 | 0 | 0 | 0 | 290 | 0 | 0 | 0 | 0 | 0 | 0 | 0
2023-06-23 22:00 | 21 | 0 | 0 | 0 | 0 | 0 | 0 | 190 | 0 | 0 | 0 | 0 | 0 | 0 | 0
2023-06-23 22:30 | 22 | 0 | 0 | 0 | 0 | 0 | 0 | 190 | 0 | 0 | 0 | 0 | 0 | 0 | 0
2023-06-23 23:00 | 23 | 0 | 0 | 0 | 0 | 0 | 0 | 190 | 0 | 0 | 0 | 0 | 0 | 0 | 0
2023-06-23 23:30 | 24 | 0 | 0 | 0 | 0 | 0 | 0 | 190 | 0 | 0 | 0 | 0 | 0 | 0 | 0
2023-06-24 | 1 | 0 | 0 | 0 | 0 | 0 | 0 | 190 | 0 | 0 | 0 | 0 | 0 | 0 | 0
2023-06-24 00:30 | 2 | 0 | 0 | 0 | 0 | 0 | 0 | 190 | 0 | 0 | 0 | 0 | 0 | 0 | 0
2023-06-24 01:00 | 3 | 0 | 0 | 0 | 0 | 0 | 0 | 190 | 0 | 0 | 0 | 0 | 0 | 0 | 0
2023-06-24 01:30 | 4 | 0 | 0 | 0 | 0 | 0 | 0 | 190 | 0 | 0 | 0 | 0 | 0 | 0 | 0
2023-06-24 02:00 | 5 | 0 | 0 | 0 | 0 | 0 | 0 | 190 | 0 | 0 | 0 | 0 | 0 | 0 | 0
2023-06-24 02:30 | 6 | 0 | 0 | 0 | 0 | 0 | 0 | 190 | 0 | 0 | 0 | 0 | 0 | 0 | 0
2023-06-24 03:00 | 7 | 0 | 0 | 0 | 0 | 0 | 0 | 190 | 0 | 0 | 0 | 0 | 0 | 0 | 0
2023-06-24 03:30 | 8 | 0 | 0 | 0 | 0 | 0 | 0 | 190 | 0 | 0 | 0 | 0 | 0 | 0 | 0
2023-06-24 04:00 | 9 | 0 | 0 | 0 | 0 | 0 | 0 | 190 | 0 | 0 | 0 | 0 | 0 | 0 | 0
2023-06-24 04:30 | 10 | 0 | 0 | 0 | 0 | 0 | 0 | 190 | 0 | 0 | 0 | 0 | 0 | 0 | 0
2023-06-24 05:00 | 11 | 0 | 0 | 0 | 0 | 0 | 0 | 190 | 0 | 0 | 0 | 0 | 0 | 0 | 0
2023-06-24 05:30 | 12 | 0 | 0 | 0 | 0 | 0 | 0 | 290 | 0 | 0 | 0 | 0 | 0 | 0 | 0
2023-06-24 06:00 | 13 | 0 | 0 | 0 | 0 | 0 | 0 | 290 | 0 | 0 | 0 | 0 | 0 | 0 | 0
2023-06-24 06:30 | 14 | 0 | 0 | 0 | 0 | 0 | 0 | 290 | 0 | 0 | 0 | 0 | 0 | 0 | 0
2023-06-24 07:00 | 15 | 0 | 0 | 0 | 0 | 0 | 0 | 290 | 0 | 0 | 0 | 0 | 0 | 0 | 0
2023-06-24 07:30 | 16 | 0 | 0 | 0 | 0 | 0 | 0 | 290 | 0 | 0 | 0 | 0 | 0 | 0 | 0
2023-06-24 08:00 | 17 | 0 | 0 | 0 | 0 | 0 | 0 | 290 | 0 | 0 | 0 | 0 | 0 | 0 | 0
2023-06-24 08:30 | 18 | 0 | 0 | 0 | 0 | 0 | 0 | 290 | 0 | 0 | 0 | 0 | 0 | 0 | 0
2023-06-24 09:00 | 19 | 0 | 0 | 0 | 0 | 0 | 0 | 290 | 0 | 0 | 0 | 0 | 0 | 0 | 0
2023-06-24 09:30 | 20 | 0 | 0 | 0 | 0 | 0 | 0 | 290 | 0 | 0 | 0 | 0 | 0 | 0 | 0
2023-06-24 10:00 | 21 | 0 | 0 | 0 | 0 | 0 | 0 | 190 | 0 | 0 | 0 | 0 | 0 | 0 | 0
2023-06-24 10:30 | 22 | 0 | 0 | 0 | 0 | 0 | 0 | 190 | 0 | 0 | 0 | 0 | 0 | 0 | 0
2023-06-24 11:00 | 23 | 0 | 0 | 0 | 0 | 0 | 0 | 190 | 0 | 0 | 0 | 0 | 0 | 0 | 0
2023-06-24 11:30 | 24 | 0 | 0 | 0 | 0 | 0 | 0 | 190 | 0 | 0 | 0 | 0 | 0 | 0 | 0
2023-06-24 12:00 | 1 | 0 | 0 | 0 | 0 | 0 | 0 | 190 | 0 | 0 | 0 | 0 | 0 | 0 | 0
2023-06-24 12:30 | 2 | 0 | 0 | 0 | 0 | 0 | 0 | 190 | 0 | 0 | 0 | 0 | 0 | 0 | 0
2023-06-24 13:00 | 3 | 0 | 0 | 0 | 0 | 0 | 0 | 190 | 0 | 0 | 0 | 0 | 0 | 0 | 0
2023-06-24 13:30 | 4 | 0 | 0 | 0 | 0 | 0 | 0 | 190 | 0 | 0 | 0 | 0 | 0 | 0 | 0
2023-06-24 14:00 | 5 | 0 | 0 | 0 | 0 | 0 | 0 | 190 | 0 | 0 | 0 | 0 | 0 | 0 | 0
2023-06-24 14:30 | 6 | 0 | 0 | 0 | 0 | 0 | 0 | 190 | 0 | 0 | 0 | 0 | 0 | 0 | 0
2023-06-24 15:00 | 7 | 0 | 0 | 0 | 0 | 0 | 0 | 190 | 0 | 0 | 0 | 0 | 0 | 0 | 0
2023-06-24 15:30 | 8 | 0 | 0 | 0 | 0 | 0 | 0 | 190 | 0 | 0 | 0 | 0 | 0 | 0 | 0
2023-06-24 16:00 | 9 | 0 | 0 | 0 | 0 | 0 | 0 | 190 | 0 | 0 | 0 | 0 | 0 | 0 | 0
2023-06-24 16:30 | 10 | 0 | 0 | 0 | 0 | 0 | 0 | 190 | 0 | 0 | 0 | 0 | 0 | 0 | 0
2023-06-24 17:00 | 11 | 0 | 0 | 0 | 0 | 0 | 0 | 190 | 0 | 0 | 0 | 0 | 0 | 0 | 0
2023-06-24 17:30 | 12 | 0 | 0 | 0 | 0 | 0 | 0 | 290 | 0 | 0 | 0 | 0 | 0 | 0 | 0
2023-06-24 18:00 | 13 | 0 | 0 | 0 | 0 | 0 | 0 | 290 | 0 | 0 | 0 | 0 | 0 | 0 | 0
2023-06-24 18:30 | 14 | 0 | 0 | 0 | 0 | 0 | 0 | 290 | 0 | 0 | 0 | 0 | 0 | 0 | 0
2023-06-24 19:00 | 15 | 0 | 0 | 0 | 0 | 0 | 0 | 290 | 0 | 0 | 0 | 0 | 0 | 0 | 0
2023-06-24 19:30 | 16 | 0 | 0 | 0 | 0 | 0 | 0 | 290 | 0 | 0 | 0 | 0 | 0 | 0 | 0
2023-06-24 20:00 | 17 | 0 | 0 | 0 | 0 | 0 | 0 | 290 | 0 | 0 | 0 | 0 | 0 | 0 | 0
2023-06-24 20:30 | 18 | 0 | 0 | 0 | 0 | 0 | 0 | 290 | 0 | 0 | 0 | 0 | 0 | 0 | 0
2023-06-24 21:00 | 19 | 0 | 0 | 0 | 0 | 0 | 0 | 290 | 0 | 0 | 0 | 0 | 0 | 0 | 0
2023-06-24 21:30 | 20 | 0 | 0 | 0 | 0 | 0 | 0 | 290 | 0 | 0 | 0 | 0 | 0 | 0 | 0
2023-06-24 22:00 | 21 | 0 | 0 | 0 | 0 | 0 | 0 | 190 | 0 | 0 | 0 | 0 | 0 | 0 | 0
2023-06-24 22:30 | 22 | 0 | 0 | 0 | 0 | 0 | 0 | 190 | 0 | 0 | 0 | 0 | 0 | 0 | 0
2023-06-24 23:00 | 23 | 0 | 0 | 0 | 0 | 0 | 0 | 190 | 0 | 0 | 0 | 0 | 0 | 0 | 0
2023-06-24 23:30 | 24 | 0 | 0 | 0 | 0 | 0 | 0 | 190 | 0 | 0 | 0 | 0 | 0 | 0 | 0
2023-06-25 | 1 | 0 | 0 | 0 | 0 | 0 | 0 | 190 | 0 | 0 | 0 | 0 | 0 | 0 | 0
2023-06-25 00:30 | 2 | 0 | 0 | 0 | 0 | 0 | 0 | 190 | 0 | 0 | 0 | 0 | 0 | 0 | 0
2023-06-25 01:00 | 3 | 0 | 0 | 0 | 0 | 0 | 0 | 190 | 0 | 0 | 0 | 0 | 0 | 0 | 0
2023-06-25 01:30 | 4 | 0 | 0 | 0 | 0 | 0 | 0 | 190 | 0 | 0 | 0 | 0 | 0 | 0 | 0
2023-06-25 02:00 | 5 | 0 | 0 | 0 | 0 | 0 | 0 | 190 | 0 | 0 | 0 | 0 | 0 | 0 | 0
2023-06-25 02:30 | 6 | 0 | 0 | 0 | 0 | 0 | 0 | 190 | 0 | 0 | 0 | 0 | 0 | 0 | 0
2023-06-25 03:00 | 7 | 0 | 0 | 0 | 0 | 0 | 0 | 190 | 0 | 0 | 0 | 0 | 0 | 0 | 0
2023-06-25 03:30 | 8 | 0 | 0 | 0 | 0 | 0 | 0 | 190 | 0 | 0 | 0 | 0 | 0 | 0 | 0
2023-06-25 04:00 | 9 | 0 | 0 | 0 | 0 | 0 | 0 | 190 | 0 | 0 | 0 | 0 | 0 | 0 | 0
2023-06-25 04:30 | 10 | 0 | 0 | 0 | 0 | 0 | 0 | 190 | 0 | 0 | 0 | 0 | 0 | 0 | 0
2023-06-25 05:00 | 11 | 0 | 0 | 0 | 0 | 0 | 0 | 190 | 0 | 0 | 0 | 0 | 0 | 0 | 0
2023-06-25 05:30 | 12 | 0 | 0 | 0 | 0 | 0 | 0 | 290 | 0 | 0 | 0 | 0 | 0 | 0 | 0
2023-06-25 06:00 | 13 | 0 | 0 | 0 | 0 | 0 | 0 | 290 | 0 | 0 | 0 | 0 | 0 | 0 | 0
2023-06-25 06:30 | 14 | 0 | 0 | 0 | 0 | 0 | 0 | 290 | 0 | 0 | 0 | 0 | 0 | 0 | 0
2023-06-25 07:00 | 15 | 0 | 0 | 0 | 0 | 0 | 0 | 290 | 0 | 0 | 0 | 0 | 0 | 0 | 0
2023-06-25 07:30 | 16 | 0 | 0 | 0 | 0 | 0 | 0 | 290 | 0 | 0 | 0 | 0 | 0 | 0 | 0
2023-06-25 08:00 | 17 | 0 | 0 | 0 | 0 | 0 | 0 | 290 | 0 | 0 | 0 | 0 | 0 | 0 | 0
2023-06-25 08:30 | 18 | 0 | 0 | 0 | 0 | 0 | 0 | 290 | 0 | 0 | 0 | 0 | 0 | 0 | 0
2023-06-25 09:00 | 19 | 0 | 0 | 0 | 0 | 0 | 0 | 290 | 0 | 0 | 0 | 0 | 0 | 0 | 0
2023-06-25 09:30 | 20 | 0 | 0 | 0 | 0 | 0 | 0 | 290 | 0 | 0 | 0 | 0 | 0 | 0 | 0
2023-06-25 10:00 | 21 | 0 | 0 | 0 | 0 | 0 | 0 | 190 | 0 | 0 | 0 | 0 | 0 | 0 | 0
2023-06-25 10:30 | 22 | 0 | 0 | 0 | 0 | 0 | 0 | 190 | 0 | 0 | 0 | 0 | 0 | 0 | 0
2023-06-25 11:00 | 23 | 0 | 0 | 0 | 0 | 0 | 0 | 190 | 0 | 0 | 0 | 0 | 0 | 0 | 0
2023-06-25 11:30 | 24 | 0 | 0 | 0 | 0 | 0 | 0 | 190 | 0 | 0 | 0 | 0 | 0 | 0 | 0
2023-06-25 12:00 | 1 | 0 | 0 | 0 | 0 | 0 | 0 | 190 | 0 | 0 | 0 | 0 | 0 | 0 | 0
2023-06-25 12:30 | 2 | 0 | 0 | 0 | 0 | 0 | 0 | 190 | 0 | 0 | 0 | 0 | 0 | 0 | 0
2023-06-25 13:00 | 3 | 0 | 0 | 0 | 0 | 0 | 0 | 190 | 0 | 0 | 0 | 0 | 0 | 0 | 0
2023-06-25 13:30 | 4 | 0 | 0 | 0 | 0 | 0 | 0 | 190 | 0 | 0 | 0 | 0 | 0 | 0 | 0
2023-06-25 14:00 | 5 | 0 | 0 | 0 | 0 | 0 | 0 | 190 | 0 | 0 | 0 | 0 | 0 | 0 | 0
2023-06-25 14:30 | 6 | 0 | 0 | 0 | 0 | 0 | 0 | 190 | 0 | 0 | 0 | 0 | 0 | 0 | 0
2023-06-25 15:00 | 7 | 0 | 0 | 0 | 0 | 0 | 0 | 190 | 0 | 0 | 0 | 0 | 0 | 0 | 0
2023-06-25 15:30 | 8 | 0 | 0 | 0 | 0 | 0 | 0 | 190 | 0 | 0 | 0 | 0 | 0 | 0 | 0
2023-06-25 16:00 | 9 | 0 | 0 | 0 | 0 | 0 | 0 | 190 | 0 | 0 | 0 | 0 | 0 | 0 | 0
2023-06-25 16:30 | 10 | 0 | 0 | 0 | 0 | 0 | 0 | 190 | 0 | 0 | 0 | 0 | 0 | 0 | 0
2023-06-25 17:00 | 11 | 0 | 0 | 0 | 0 | 0 | 0 | 190 | 0 | 0 | 0 | 0 | 0 | 0 | 0
2023-06-25 17:30 | 12 | 0 | 0 | 0 | 0 | 0 | 0 | 290 | 0 | 0 | 0 | 0 | 0 | 0 | 0
2023-06-25 18:00 | 13 | 0 | 0 | 0 | 0 | 0 | 0 | 290 | 0 | 0 | 0 | 0 | 0 | 0 | 0
2023-06-25 18:30 | 14 | 0 | 0 | 0 | 0 | 0 | 0 | 290 | 0 | 0 | 0 | 0 | 0 | 0 | 0
2023-06-25 19:00 | 15 | 0 | 0 | 0 | 0 | 0 | 0 | 290 | 0 | 0 | 0 | 0 | 0 | 0 | 0
2023-06-25 19:30 | 16 | 0 | 0 | 0 | 0 | 0 | 0 | 290 | 0 | 0 | 0 | 0 | 0 | 0 | 0
2023-06-25 20:00 | 17 | 0 | 0 | 0 | 0 | 0 | 0 | 290 | 0 | 0 | 0 | 0 | 0 | 0 | 0
2023-06-25 20:30 | 18 | 0 | 0 | 0 | 0 | 0 | 0 | 290 | 0 | 0 | 0 | 0 | 0 | 0 | 0
2023-06-25 21:00 | 19 | 0 | 0 | 0 | 0 | 0 | 0 | 290 | 0 | 0 | 0 | 0 | 0 | 0 | 0
2023-06-25 21:30 | 20 | 0 | 0 | 0 | 0 | 0 | 0 | 290 | 0 | 0 | 0 | 0 | 0 | 0 | 0
2023-06-25 22:00 | 21 | 0 | 0 | 0 | 0 | 0 | 0 | 190 | 0 | 0 | 0 | 0 | 0 | 0 | 0
2023-06-25 22:30 | 22 | 0 | 0 | 0 | 0 | 0 | 0 | 190 | 0 | 0 | 0 | 0 | 0 | 0 | 0
2023-06-25 23:00 | 23 | 0 | 0 | 0 | 0 | 0 | 0 | 190 | 0 | 0 | 0 | 0 | 0 | 0 | 0
2023-06-25 23:30 | 24 | 0 | 0 | 0 | 0 | 0 | 0 | 190 | 0 | 0 | 0 | 0 | 0 | 0 | 0
2023-06-26 | 1 | 0 | 0 | 0 | 0 | 0 | 0 | 190 | 0 | 0 | 0 | 0 | 0 | 0 | 0
2023-06-26 00:30 | 2 | 0 | 0 | 0 | 0 | 0 | 0 | 190 | 0 | 0 | 0 | 0 | 0 | 0 | 0
2023-06-26 01:00 | 3 | 0 | 0 | 0 | 0 | 0 | 0 | 190 | 0 | 0 | 0 | 0 | 0 | 0 | 0
2023-06-26 01:30 | 4 | 0 | 0 | 0 | 0 | 0 | 0 | 190 | 0 | 0 | 0 | 0 | 0 | 0 | 0
2023-06-26 02:00 | 5 | 0 | 0 | 0 | 0 | 0 | 0 | 190 | 0 | 0 | 0 | 0 | 0 | 0 | 0
2023-06-26 02:30 | 6 | 0 | 0 | 0 | 0 | 0 | 0 | 190 | 0 | 0 | 0 | 0 | 0 | 0 | 0
2023-06-26 03:00 | 7 | 0 | 0 | 0 | 0 | 0 | 0 | 190 | 0 | 0 | 0 | 0 | 0 | 0 | 0
2023-06-26 03:30 | 8 | 0 | 0 | 0 | 0 | 0 | 0 | 190 | 0 | 0 | 0 | 0 | 0 | 0 | 0
2023-06-26 04:00 | 9 | 0 | 0 | 0 | 0 | 0 | 0 | 190 | 0 | 0 | 0 | 0 | 0 | 0 | 0
2023-06-26 04:30 | 10 | 0 | 0 | 0 | 0 | 0 | 0 | 190 | 0 | 0 | 0 | 0 | 0 | 0 | 0
2023-06-26 05:00 | 11 | 0 | 0 | 0 | 0 | 0 | 0 | 190 | 0 | 0 | 0 | 0 | 0 | 0 | 0
2023-06-26 05:30 | 12 | 0 | 0 | 0 | 0 | 0 | 0 | 290 | 0 | 0 | 0 | 0 | 0 | 0 | 0
2023-06-26 06:00 | 13 | 0 | 0 | 0 | 0 | 0 | 0 | 290 | 0 | 0 | 0 | 0 | 0 | 0 | 0
2023-06-26 06:30 | 14 | 0 | 0 | 0 | 0 | 0 | 0 | 290 | 0 | 0 | 0 | 0 | 0 | 0 | 0
2023-06-26 07:00 | 15 | 0 | 0 | 0 | 0 | 0 | 0 | 290 | 0 | 0 | 0 | 0 | 0 | 0 | 0
2023-06-26 07:30 | 16 | 0 | 0 | 0 | 0 | 0 | 0 | 290 | 0 | 0 | 0 | 0 | 0 | 0 | 0
2023-06-26 08:00 | 17 | 0 | 0 | 0 | 0 | 0 | 0 | 290 | 0 | 0 | 0 | 0 | 0 | 0 | 0
2023-06-26 08:30 | 18 | 0 | 0 | 0 | 0 | 0 | 0 | 290 | 0 | 0 | 0 | 0 | 0 | 0 | 0
2023-06-26 09:00 | 19 | 0 | 0 | 0 | 0 | 0 | 0 | 290 | 0 | 0 | 0 | 0 | 0 | 0 | 0
2023-06-26 09:30 | 20 | 0 | 0 | 0 | 0 | 0 | 0 | 290 | 0 | 0 | 0 | 0 | 0 | 0 | 0
2023-06-26 10:00 | 21 | 0 | 0 | 0 | 0 | 0 | 0 | 190 | 0 | 0 | 0 | 0 | 0 | 0 | 0
2023-06-26 10:30 | 22 | 0 | 0 | 0 | 0 | 0 | 0 | 190 | 0 | 0 | 0 | 0 | 0 | 0 | 0
2023-06-26 11:00 | 23 | 0 | 0 | 0 | 0 | 0 | 0 | 190 | 0 | 0 | 0 | 0 | 0 | 0 | 0
2023-06-26 11:30 | 24 | 0 | 0 | 0 | 0 | 0 | 0 | 190 | 0 | 0 | 0 | 0 | 0 | 0 | 0
2023-06-26 12:00 | 1 | 0 | 0 | 0 | 0 | 0 | 0 | 190 | 0 | 0 | 0 | 0 | 0 | 0 | 0
2023-06-26 12:30 | 2 | 0 | 0 | 0 | 0 | 0 | 0 | 190 | 0 | 0 | 0 | 0 | 0 | 0 | 0
2023-06-26 13:00 | 3 | 0 | 0 | 0 | 0 | 0 | 0 | 190 | 0 | 0 | 0 | 0 | 0 | 0 | 0
2023-06-26 13:30 | 4 | 0 | 0 | 0 | 0 | 0 | 0 | 190 | 0 | 0 | 0 | 0 | 0 | 0 | 0
2023-06-26 14:00 | 5 | 0 | 0 | 0 | 0 | 0 | 0 | 190 | 0 | 0 | 0 | 0 | 0 | 0 | 0
2023-06-26 14:30 | 6 | 0 | 0 | 0 | 0 | 0 | 0 | 190 | 0 | 0 | 0 | 0 | 0 | 0 | 0
2023-06-26 15:00 | 7 | 0 | 0 | 0 | 0 | 0 | 0 | 190 | 0 | 0 | 0 | 0 | 0 | 0 | 0
2023-06-26 15:30 | 8 | 0 | 0 | 0 | 0 | 0 | 0 | 190 | 0 | 0 | 0 | 0 | 0 | 0 | 0
2023-06-26 16:00 | 9 | 0 | 0 | 0 | 0 | 0 | 0 | 190 | 0 | 0 | 0 | 0 | 0 | 0 | 0
2023-06-26 16:30 | 10 | 0 | 0 | 0 | 0 | 0 | 0 | 190 | 0 | 0 | 0 | 0 | 0 | 0 | 0
2023-06-26 17:00 | 11 | 0 | 0 | 0 | 0 | 0 | 0 | 190 | 0 | 0 | 0 | 0 | 0 | 0 | 0
2023-06-26 17:30 | 12 | 0 | 0 | 0 | 0 | 0 | 0 | 290 | 0 | 0 | 0 | 0 | 0 | 0 | 0
2023-06-26 18:00 | 13 | 0 | 0 | 0 | 0 | 0 | 0 | 290 | 0 | 0 | 0 | 0 | 0 | 0 | 0
2023-06-26 18:30 | 14 | 0 | 0 | 0 | 0 | 0 | 0 | 290 | 0 | 0 | 0 | 0 | 0 | 0 | 0
2023-06-26 19:00 | 15 | 0 | 0 | 0 | 0 | 0 | 0 | 290 | 0 | 0 | 0 | 0 | 0 | 0 | 0
2023-06-26 19:30 | 16 | 0 | 0 | 0 | 0 | 0 | 0 | 290 | 0 | 0 | 0 | 0 | 0 | 0 | 0
2023-06-26 20:00 | 17 | 0 | 0 | 0 | 0 | 0 | 0 | 290 | 0 | 0 | 0 | 0 | 0 | 0 | 0
2023-06-26 20:30 | 18 | 0 | 0 | 0 | 0 | 0 | 0 | 290 | 0 | 0 | 0 | 0 | 0 | 0 | 0
2023-06-26 21:00 | 19 | 0 | 0 | 0 | 0 | 0 | 0 | 290 | 0 | 0 | 0 | 0 | 0 | 0 | 0
2023-06-26 21:30 | 20 | 0 | 0 | 0 | 0 | 0 | 0 | 290 | 0 | 0 | 0 | 0 | 0 | 0 | 0
2023-06-26 22:00 | 21 | 0 | 0 | 0 | 0 | 0 | 0 | 190 | 0 | 0 | 0 | 0 | 0 | 0 | 0
2023-06-26 22:30 | 22 | 0 | 0 | 0 | 0 | 0 | 0 | 190 | 0 | 0 | 0 | 0 | 0 | 0 | 0
2023-06-26 23:00 | 23 | 0 | 0 | 0 | 0 | 0 | 0 | 190 | 0 | 0 | 0 | 0 | 0 | 0 | 0
2023-06-26 23:30 | 24 | 0 | 0 | 0 | 0 | 0 | 0 | 190 | 0 | 0 | 0 | 0 | 0 | 0 | 0
2023-06-27 | 1 | 0 | 0 | 0 | 0 | 0 | 0 | 190 | 0 | 0 | 0 | 0 | 0 | 0 | 0
2023-06-27 00:30 | 2 | 0 | 0 | 0 | 0 | 0 | 0 | 190 | 0 | 0 | 0 | 0 | 0 | 0 | 0
2023-06-27 01:00 | 3 | 0 | 0 | 0 | 0 | 0 | 0 | 190 | 0 | 0 | 0 | 0 | 0 | 0 | 0
2023-06-27 01:30 | 4 | 0 | 0 | 0 | 0 | 0 | 0 | 190 | 0 | 0 | 0 | 0 | 0 | 0 | 0
2023-06-27 02:00 | 5 | 0 | 0 | 0 | 0 | 0 | 0 | 190 | 0 | 0 | 0 | 0 | 0 | 0 | 0
2023-06-27 02:30 | 6 | 0 | 0 | 0 | 0 | 0 | 0 | 190 | 0 | 0 | 0 | 0 | 0 | 0 | 0
2023-06-27 03:00 | 7 | 0 | 0 | 0 | 0 | 0 | 0 | 190 | 0 | 0 | 0 | 0 | 0 | 0 | 0
2023-06-27 03:30 | 8 | 0 | 0 | 0 | 0 | 0 | 0 | 190 | 0 | 0 | 0 | 0 | 0 | 0 | 0
2023-06-27 04:00 | 9 | 0 | 0 | 0 | 0 | 0 | 0 | 190 | 0 | 0 | 0 | 0 | 0 | 0 | 0
2023-06-27 04:30 | 10 | 0 | 0 | 0 | 0 | 0 | 0 | 190 | 0 | 0 | 0 | 0 | 0 | 0 | 0
2023-06-27 05:00 | 11 | 0 | 0 | 0 | 0 | 0 | 0 | 190 | 0 | 0 | 0 | 0 | 0 | 0 | 0
2023-06-27 05:30 | 12 | 0 | 0 | 0 | 0 | 0 | 0 | 290 | 0 | 0 | 0 | 0 | 0 | 0 | 0
2023-06-27 06:00 | 13 | 0 | 0 | 0 | 0 | 0 | 0 | 290 | 0 | 0 | 0 | 0 | 0 | 0 | 0
2023-06-27 06:30 | 14 | 0 | 0 | 0 | 0 | 0 | 0 | 290 | 0 | 0 | 0 | 0 | 0 | 0 | 0
2023-06-27 07:00 | 15 | 0 | 0 | 0 | 0 | 0 | 0 | 290 | 0 | 0 | 0 | 0 | 0 | 0 | 0
2023-06-27 07:30 | 16 | 0 | 0 | 0 | 0 | 0 | 0 | 290 | 0 | 0 | 0 | 0 | 0 | 0 | 0
2023-06-27 08:00 | 17 | 0 | 0 | 0 | 0 | 0 | 0 | 290 | 0 | 0 | 0 | 0 | 0 | 0 | 0
2023-06-27 08:30 | 18 | 0 | 0 | 0 | 0 | 0 | 0 | 290 | 0 | 0 | 0 | 0 | 0 | 0 | 0
2023-06-27 09:00 | 19 | 0 | 0 | 0 | 0 | 0 | 0 | 290 | 0 | 0 | 0 | 0 | 0 | 0 | 0
2023-06-27 09:30 | 20 | 0 | 0 | 0 | 0 | 0 | 0 | 290 | 0 | 0 | 0 | 0 | 0 | 0 | 0
2023-06-27 10:00 | 21 | 0 | 0 | 0 | 0 | 0 | 0 | 190 | 0 | 0 | 0 | 0 | 0 | 0 | 0
2023-06-27 10:30 | 22 | 0 | 0 | 0 | 0 | 0 | 0 | 190 | 0 | 0 | 0 | 0 | 0 | 0 | 0
2023-06-27 11:00 | 23 | 0 | 0 | 0 | 0 | 0 | 0 | 190 | 0 | 0 | 0 | 0 | 0 | 0 | 0
2023-06-27 11:30 | 24 | 0 | 0 | 0 | 0 | 0 | 0 | 190 | 0 | 0 | 0 | 0 | 0 | 0 | 0
2023-06-27 12:00 | 1 | 0 | 0 | 0 | 0 | 0 | 0 | 190 | 0 | 0 | 0 | 0 | 0 | 0 | 0
2023-06-27 12:30 | 2 | 0 | 0 | 0 | 0 | 0 | 0 | 190 | 0 | 0 | 0 | 0 | 0 | 0 | 0
2023-06-27 13:00 | 3 | 0 | 0 | 0 | 0 | 0 | 0 | 190 | 0 | 0 | 0 | 0 | 0 | 0 | 0
2023-06-27 13:30 | 4 | 0 | 0 | 0 | 0 | 0 | 0 | 190 | 0 | 0 | 0 | 0 | 0 | 0 | 0
2023-06-27 14:00 | 5 | 0 | 0 | 0 | 0 | 0 | 0 | 190 | 0 | 0 | 0 | 0 | 0 | 0 | 0
2023-06-27 14:30 | 6 | 0 | 0 | 0 | 0 | 0 | 0 | 190 | 0 | 0 | 0 | 0 | 0 | 0 | 0
2023-06-27 15:00 | 7 | 0 | 0 | 0 | 0 | 0 | 0 | 190 | 0 | 0 | 0 | 0 | 0 | 0 | 0
2023-06-27 15:30 | 8 | 0 | 0 | 0 | 0 | 0 | 0 | 190 | 0 | 0 | 0 | 0 | 0 | 0 | 0
2023-06-27 16:00 | 9 | 0 | 0 | 0 | 0 | 0 | 0 | 190 | 0 | 0 | 0 | 0 | 0 | 0 | 0
2023-06-27 16:30 | 10 | 0 | 0 | 0 | 0 | 0 | 0 | 190 | 0 | 0 | 0 | 0 | 0 | 0 | 0
2023-06-27 17:00 | 11 | 0 | 0 | 0 | 0 | 0 | 0 | 190 | 0 | 0 | 0 | 0 | 0 | 0 | 0
2023-06-27 17:30 | 12 | 0 | 0 | 0 | 0 | 0 | 0 | 290 | 0 | 0 | 0 | 0 | 0 | 0 | 0
2023-06-27 18:00 | 13 | 0 | 0 | 0 | 0 | 0 | 0 | 290 | 0 | 0 | 0 | 0 | 0 | 0 | 0
2023-06-27 18:30 | 14 | 0 | 0 | 0 | 0 | 0 | 0 | 290 | 0 | 0 | 0 | 0 | 0 | 0 | 0
2023-06-27 19:00 | 15 | 0 | 0 | 0 | 0 | 0 | 0 | 290 | 0 | 0 | 0 | 0 | 0 | 0 | 0
2023-06-27 19:30 | 16 | 0 | 0 | 0 | 0 | 0 | 0 | 290 | 0 | 0 | 0 | 0 | 0 | 0 | 0
2023-06-27 20:00 | 17 | 0 | 0 | 0 | 0 | 0 | 0 | 290 | 0 | 0 | 0 | 0 | 0 | 0 | 0
2023-06-27 20:30 | 18 | 0 | 0 | 0 | 0 | 0 | 0 | 290 | 0 | 0 | 0 | 0 | 0 | 0 | 0
2023-06-27 21:00 | 19 | 0 | 0 | 0 | 0 | 0 | 0 | 290 | 0 | 0 | 0 | 0 | 0 | 0 | 0
2023-06-27 21:30 | 20 | 0 | 0 | 0 | 0 | 0 | 0 | 290 | 0 | 0 | 0 | 0 | 0 | 0 | 0
2023-06-27 22:00 | 21 | 0 | 0 | 0 | 0 | 0 | 0 | 190 | 0 | 0 | 0 | 0 | 0 | 0 | 0
2023-06-27 22:30 | 22 | 0 | 0 | 0 | 0 | 0 | 0 | 190 | 0 | 0 | 0 | 0 | 0 | 0 | 0
2023-06-27 23:00 | 23 | 0 | 0 | 0 | 0 | 0 | 0 | 190 | 0 | 0 | 0 | 0 | 0 | 0 | 0
2023-06-27 23:30 | 24 | 0 | 0 | 0 | 0 | 0 | 0 | 190 | 0 | 0 | 0 | 0 | 0 | 0 | 0
2023-06-28 | 1 | 0 | 0 | 0 | 0 | 0 | 0 | 190 | 0 | 0 | 0 | 0 | 0 | 0 | 0
2023-06-28 00:30 | 2 | 0 | 0 | 0 | 0 | 0 | 0 | 190 | 0 | 0 | 0 | 0 | 0 | 0 | 0
2023-06-28 01:00 | 3 | 0 | 0 | 0 | 0 | 0 | 0 | 190 | 0 | 0 | 0 | 0 | 0 | 0 | 0
2023-06-28 01:30 | 4 | 0 | 0 | 0 | 0 | 0 | 0 | 190 | 0 | 0 | 0 | 0 | 0 | 0 | 0
2023-06-28 02:00 | 5 | 0 | 0 | 0 | 0 | 0 | 0 | 190 | 0 | 0 | 0 | 0 | 0 | 0 | 0
2023-06-28 02:30 | 6 | 0 | 0 | 0 | 0 | 0 | 0 | 190 | 0 | 0 | 0 | 0 | 0 | 0 | 0
2023-06-28 03:00 | 7 | 0 | 0 | 0 | 0 | 0 | 0 | 190 | 0 | 0 | 0 | 0 | 0 | 0 | 0
2023-06-28 03:30 | 8 | 0 | 0 | 0 | 0 | 0 | 0 | 190 | 0 | 0 | 0 | 0 | 0 | 0 | 0
2023-06-28 04:00 | 9 | 0 | 0 | 0 | 0 | 0 | 0 | 190 | 0 | 0 | 0 | 0 | 0 | 0 | 0
2023-06-28 04:30 | 10 | 0 | 0 | 0 | 0 | 0 | 0 | 190 | 0 | 0 | 0 | 0 | 0 | 0 | 0
2023-06-28 05:00 | 11 | 0 | 0 | 0 | 0 | 0 | 0 | 190 | 0 | 0 | 0 | 0 | 0 | 0 | 0
2023-06-28 05:30 | 12 | 0 | 0 | 0 | 0 | 0 | 0 | 290 | 0 | 0 | 0 | 0 | 0 | 0 | 0
2023-06-28 06:00 | 13 | 0 | 0 | 0 | 0 | 0 | 0 | 290 | 0 | 0 | 0 | 0 | 0 | 0 | 0
2023-06-28 06:30 | 14 | 0 | 0 | 0 | 0 | 0 | 0 | 290 | 0 | 0 | 0 | 0 | 0 | 0 | 0
2023-06-28 07:00 | 15 | 0 | 0 | 0 | 0 | 0 | 0 | 290 | 0 | 0 | 0 | 0 | 0 | 0 | 0
2023-06-28 07:30 | 16 | 0 | 0 | 0 | 0 | 0 | 0 | 290 | 0 | 0 | 0 | 0 | 0 | 0 | 0
2023-06-28 08:00 | 17 | 0 | 0 | 0 | 0 | 0 | 0 | 290 | 0 | 0 | 0 | 0 | 0 | 0 | 0
2023-06-28 08:30 | 18 | 0 | 0 | 0 | 0 | 0 | 0 | 290 | 0 | 0 | 0 | 0 | 0 | 0 | 0
2023-06-28 09:00 | 19 | 0 | 0 | 0 | 0 | 0 | 0 | 290 | 0 | 0 | 0 | 0 | 0 | 0 | 0
2023-06-28 09:30 | 20 | 0 | 0 | 0 | 0 | 0 | 0 | 290 | 0 | 0 | 0 | 0 | 0 | 0 | 0
2023-06-28 10:00 | 21 | 0 | 0 | 0 | 0 | 0 | 0 | 190 | 0 | 0 | 0 | 0 | 0 | 0 | 0
2023-06-28 10:30 | 22 | 0 | 0 | 0 | 0 | 0 | 0 | 190 | 0 | 0 | 0 | 0 | 0 | 0 | 0
2023-06-28 11:00 | 23 | 0 | 0 | 0 | 0 | 0 | 0 | 190 | 0 | 0 | 0 | 0 | 0 | 0 | 0
2023-06-28 11:30 | 24 | 0 | 0 | 0 | 0 | 0 | 0 | 190 | 0 | 0 | 0 | 0 | 0 | 0 | 0
2023-06-28 12:00 | 1 | 0 | 0 | 0 | 0 | 0 | 0 | 190 | 0 | 0 | 0 | 0 | 0 | 0 | 0
2023-06-28 12:30 | 2 | 0 | 0 | 0 | 0 | 0 | 0 | 190 | 0 | 0 | 0 | 0 | 0 | 0 | 0
2023-06-28 13:00 | 3 | 0 | 0 | 0 | 0 | 0 | 0 | 190 | 0 | 0 | 0 | 0 | 0 | 0 | 0
2023-06-28 13:30 | 4 | 0 | 0 | 0 | 0 | 0 | 0 | 190 | 0 | 0 | 0 | 0 | 0 | 0 | 0
2023-06-28 14:00 | 5 | 0 | 0 | 0 | 0 | 0 | 0 | 190 | 0 | 0 | 0 | 0 | 0 | 0 | 0
2023-06-28 14:30 | 6 | 0 | 0 | 0 | 0 | 0 | 0 | 190 | 0 | 0 | 0 | 0 | 0 | 0 | 0
2023-06-28 15:00 | 7 | 0 | 0 | 0 | 0 | 0 | 0 | 190 | 0 | 0 | 0 | 0 | 0 | 0 | 0
2023-06-28 15:30 | 8 | 0 | 0 | 0 | 0 | 0 | 0 | 190 | 0 | 0 | 0 | 0 | 0 | 0 | 0
2023-06-28 16:00 | 9 | 0 | 0 | 0 | 0 | 0 | 0 | 190 | 0 | 0 | 0 | 0 | 0 | 0 | 0
2023-06-28 16:30 | 10 | 0 | 0 | 0 | 0 | 0 | 0 | 190 | 0 | 0 | 0 | 0 | 0 | 0 | 0
2023-06-28 17:00 | 11 | 0 | 0 | 0 | 0 | 0 | 0 | 190 | 0 | 0 | 0 | 0 | 0 | 0 | 0
2023-06-28 17:30 | 12 | 0 | 0 | 0 | 0 | 0 | 0 | 290 | 0 | 0 | 0 | 0 | 0 | 0 | 0
2023-06-28 18:00 | 13 | 0 | 0 | 0 | 0 | 0 | 0 | 290 | 0 | 0 | 0 | 0 | 0 | 0 | 0
2023-06-28 18:30 | 14 | 0 | 0 | 0 | 0 | 0 | 0 | 290 | 0 | 0 | 0 | 0 | 0 | 0 | 0
2023-06-28 19:00 | 15 | 0 | 0 | 0 | 0 | 0 | 0 | 290 | 0 | 0 | 0 | 0 | 0 | 0 | 0
2023-06-28 19:30 | 16 | 0 | 0 | 0 | 0 | 0 | 0 | 290 | 0 | 0 | 0 | 0 | 0 | 0 | 0
2023-06-28 20:00 | 17 | 0 | 0 | 0 | 0 | 0 | 0 | 290 | 0 | 0 | 0 | 0 | 0 | 0 | 0
2023-06-28 20:30 | 18 | 0 | 0 | 0 | 0 | 0 | 0 | 290 | 0 | 0 | 0 | 0 | 0 | 0 | 0
2023-06-28 21:00 | 19 | 0 | 0 | 0 | 0 | 0 | 0 | 290 | 0 | 0 | 0 | 0 | 0 | 0 | 0
2023-06-28 21:30 | 20 | 0 | 0 | 0 | 0 | 0 | 0 | 290 | 0 | 0 | 0 | 0 | 0 | 0 | 0
2023-06-28 22:00 | 21 | 0 | 0 | 0 | 0 | 0 | 0 | 190 | 0 | 0 | 0 | 0 | 0 | 0 | 0
2023-06-28 22:30 | 22 | 0 | 0 | 0 | 0 | 0 | 0 | 190 | 0 | 0 | 0 | 0 | 0 | 0 | 0
2023-06-28 23:00 | 23 | 0 | 0 | 0 | 0 | 0 | 0 | 190 | 0 | 0 | 0 | 0 | 0 | 0 | 0
2023-06-28 23:30 | 24 | 0 | 0 | 0 | 0 | 0 | 0 | 190 | 0 | 0 | 0 | 0 | 0 | 0 | 0
2023-06-29 | 1 | 0 | 0 | 0 | 0 | 0 | 0 | 190 | 0 | 0 | 0 | 0 | 0 | 0 | 0
2023-06-29 00:30 | 2 | 0 | 0 | 0 | 0 | 0 | 0 | 190 | 0 | 0 | 0 | 0 | 0 | 0 | 0
2023-06-29 01:00 | 3 | 0 | 0 | 0 | 0 | 0 | 0 | 190 | 0 | 0 | 0 | 0 | 0 | 0 | 0
2023-06-29 01:30 | 4 | 0 | 0 | 0 | 0 | 0 | 0 | 190 | 0 | 0 | 0 | 0 | 0 | 0 | 0
2023-06-29 02:00 | 5 | 0 | 0 | 0 | 0 | 0 | 0 | 190 | 0 | 0 | 0 | 0 | 0 | 0 | 0
2023-06-29 02:30 | 6 | 0 | 0 | 0 | 0 | 0 | 0 | 190 | 0 | 0 | 0 | 0 | 0 | 0 | 0
2023-06-29 03:00 | 7 | 0 | 0 | 0 | 0 | 0 | 0 | 190 | 0 | 0 | 0 | 0 | 0 | 0 | 0
2023-06-29 03:30 | 8 | 0 | 0 | 0 | 0 | 0 | 0 | 190 | 0 | 0 | 0 | 0 | 0 | 0 | 0
2023-06-29 04:00 | 9 | 0 | 0 | 0 | 0 | 0 | 0 | 190 | 0 | 0 | 0 | 0 | 0 | 0 | 0
2023-06-29 04:30 | 10 | 0 | 0 | 0 | 0 | 0 | 0 | 190 | 0 | 0 | 0 | 0 | 0 | 0 | 0
2023-06-29 05:00 | 11 | 0 | 0 | 0 | 0 | 0 | 0 | 190 | 0 | 0 | 0 | 0 | 0 | 0 | 0
2023-06-29 05:30 | 12 | 0 | 0 | 0 | 0 | 0 | 0 | 290 | 0 | 0 | 0 | 0 | 0 | 0 | 0
2023-06-29 06:00 | 13 | 0 | 0 | 0 | 0 | 0 | 0 | 290 | 0 | 0 | 0 | 0 | 0 | 0 | 0
2023-06-29 06:30 | 14 | 0 | 0 | 0 | 0 | 0 | 0 | 290 | 0 | 0 | 0 | 0 | 0 | 0 | 0
2023-06-29 07:00 | 15 | 0 | 0 | 0 | 0 | 0 | 0 | 290 | 0 | 0 | 0 | 0 | 0 | 0 | 0
2023-06-29 07:30 | 16 | 0 | 0 | 0 | 0 | 0 | 0 | 290 | 0 | 0 | 0 | 0 | 0 | 0 | 0
2023-06-29 08:00 | 17 | 0 | 0 | 0 | 0 | 0 | 0 | 290 | 0 | 0 | 0 | 0 | 0 | 0 | 0
2023-06-29 08:30 | 18 | 0 | 0 | 0 | 0 | 0 | 0 | 290 | 0 | 0 | 0 | 0 | 0 | 0 | 0
2023-06-29 09:00 | 19 | 0 | 0 | 0 | 0 | 0 | 0 | 290 | 0 | 0 | 0 | 0 | 0 | 0 | 0
2023-06-29 09:30 | 20 | 0 | 0 | 0 | 0 | 0 | 0 | 290 | 0 | 0 | 0 | 0 | 0 | 0 | 0
2023-06-29 10:00 | 21 | 0 | 0 | 0 | 0 | 0 | 0 | 190 | 0 | 0 | 0 | 0 | 0 | 0 | 0
2023-06-29 10:30 | 22 | 0 | 0 | 0 | 0 | 0 | 0 | 190 | 0 | 0 | 0 | 0 | 0 | 0 | 0
2023-06-29 11:00 | 23 | 0 | 0 | 0 | 0 | 0 | 0 | 190 | 0 | 0 | 0 | 0 | 0 | 0 | 0
2023-06-29 11:30 | 24 | 0 | 0 | 0 | 0 | 0 | 0 | 190 | 0 | 0 | 0 | 0 | 0 | 0 | 0
2023-06-29 12:00 | 1 | 0 | 0 | 0 | 0 | 0 | 0 | 190 | 0 | 0 | 0 | 0 | 0 | 0 | 0
2023-06-29 12:30 | 2 | 0 | 0 | 0 | 0 | 0 | 0 | 190 | 0 | 0 | 0 | 0 | 0 | 0 | 0
2023-06-29 13:00 | 3 | 0 | 0 | 0 | 0 | 0 | 0 | 190 | 0 | 0 | 0 | 0 | 0 | 0 | 0
2023-06-29 13:30 | 4 | 0 | 0 | 0 | 0 | 0 | 0 | 190 | 0 | 0 | 0 | 0 | 0 | 0 | 0
2023-06-29 14:00 | 5 | 0 | 0 | 0 | 0 | 0 | 0 | 190 | 0 | 0 | 0 | 0 | 0 | 0 | 0
2023-06-29 14:30 | 6 | 0 | 0 | 0 | 0 | 0 | 0 | 190 | 0 | 0 | 0 | 0 | 0 | 0 | 0
2023-06-29 15:00 | 7 | 0 | 0 | 0 | 0 | 0 | 0 | 190 | 0 | 0 | 0 | 0 | 0 | 0 | 0
2023-06-29 15:30 | 8 | 0 | 0 | 0 | 0 | 0 | 0 | 190 | 0 | 0 | 0 | 0 | 0 | 0 | 0
2023-06-29 16:00 | 9 | 0 | 0 | 0 | 0 | 0 | 0 | 190 | 0 | 0 | 0 | 0 | 0 | 0 | 0
2023-06-29 16:30 | 10 | 0 | 0 | 0 | 0 | 0 | 0 | 190 | 0 | 0 | 0 | 0 | 0 | 0 | 0
2023-06-29 17:00 | 11 | 0 | 0 | 0 | 0 | 0 | 0 | 190 | 0 | 0 | 0 | 0 | 0 | 0 | 0
2023-06-29 17:30 | 12 | 0 | 0 | 0 | 0 | 0 | 0 | 290 | 0 | 0 | 0 | 0 | 0 | 0 | 0
2023-06-29 18:00 | 13 | 0 | 0 | 0 | 0 | 0 | 0 | 290 | 0 | 0 | 0 | 0 | 0 | 0 | 0
2023-06-29 18:30 | 14 | 0 | 0 | 0 | 0 | 0 | 0 | 290 | 0 | 0 | 0 | 0 | 0 | 0 | 0
2023-06-29 19:00 | 15 | 0 | 0 | 0 | 0 | 0 | 0 | 290 | 0 | 0 | 0 | 0 | 0 | 0 | 0
2023-06-29 19:30 | 16 | 0 | 0 | 0 | 0 | 0 | 0 | 290 | 0 | 0 | 0 | 0 | 0 | 0 | 0
2023-06-29 20:00 | 17 | 0 | 0 | 0 | 0 | 0 | 0 | 290 | 0 | 0 | 0 | 0 | 0 | 0 | 0
2023-06-29 20:30 | 18 | 0 | 0 | 0 | 0 | 0 | 0 | 290 | 0 | 0 | 0 | 0 | 0 | 0 | 0
2023-06-29 21:00 | 19 | 0 | 0 | 0 | 0 | 0 | 0 | 290 | 0 | 0 | 0 | 0 | 0 | 0 | 0
2023-06-29 21:30 | 20 | 0 | 0 | 0 | 0 | 0 | 0 | 290 | 0 | 0 | 0 | 0 | 0 | 0 | 0
2023-06-29 22:00 | 21 | 0 | 0 | 0 | 0 | 0 | 0 | 190 | 0 | 0 | 0 | 0 | 0 | 0 | 0
2023-06-29 22:30 | 22 | 0 | 0 | 0 | 0 | 0 | 0 | 190 | 0 | 0 | 0 | 0 | 0 | 0 | 0
2023-06-29 23:00 | 23 | 0 | 0 | 0 | 0 | 0 | 0 | 190 | 0 | 0 | 0 | 0 | 0 | 0 | 0
2023-06-29 23:30 | 24 | 0 | 0 | 0 | 0 | 0 | 0 | 190 | 0 | 0 | 0 | 0 | 0 | 0 | 0
2023-06-30 | 1 | 0 | 0 | 0 | 0 | 0 | 0 | 190 | 0 | 0 | 0 | 0 | 0 | 0 | 0
2023-06-30 00:30 | 2 | 0 | 0 | 0 | 0 | 0 | 0 | 190 | 0 | 0 | 0 | 0 | 0 | 0 | 0
2023-06-30 01:00 | 3 | 0 | 0 | 0 | 0 | 0 | 0 | 190 | 0 | 0 | 0 | 0 | 0 | 0 | 0
2023-06-30 01:30 | 4 | 0 | 0 | 0 | 0 | 0 | 0 | 190 | 0 | 0 | 0 | 0 | 0 | 0 | 0
2023-06-30 02:00 | 5 | 0 | 0 | 0 | 0 | 0 | 0 | 190 | 0 | 0 | 0 | 0 | 0 | 0 | 0
2023-06-30 02:30 | 6 | 0 | 0 | 0 | 0 | 0 | 0 | 190 | 0 | 0 | 0 | 0 | 0 | 0 | 0
2023-06-30 03:00 | 7 | 0 | 0 | 0 | 0 | 0 | 0 | 190 | 0 | 0 | 0 | 0 | 0 | 0 | 0
2023-06-30 03:30 | 8 | 0 | 0 | 0 | 0 | 0 | 0 | 190 | 0 | 0 | 0 | 0 | 0 | 0 | 0
2023-06-30 04:00 | 9 | 0 | 0 | 0 | 0 | 0 | 0 | 190 | 0 | 0 | 0 | 0 | 0 | 0 | 0
2023-06-30 04:30 | 10 | 0 | 0 | 0 | 0 | 0 | 0 | 190 | 0 | 0 | 0 | 0 | 0 | 0 | 0
2023-06-30 05:00 | 11 | 0 | 0 | 0 | 0 | 0 | 0 | 190 | 0 | 0 | 0 | 0 | 0 | 0 | 0
2023-06-30 05:30 | 12 | 0 | 0 | 0 | 0 | 0 | 0 | 290 | 0 | 0 | 0 | 0 | 0 | 0 | 0
2023-06-30 06:00 | 13 | 0 | 0 | 0 | 0 | 0 | 0 | 290 | 0 | 0 | 0 | 0 | 0 | 0 | 0
2023-06-30 06:30 | 14 | 0 | 0 | 0 | 0 | 0 | 0 | 290 | 0 | 0 | 0 | 0 | 0 | 0 | 0
2023-06-30 07:00 | 15 | 0 | 0 | 0 | 0 | 0 | 0 | 290 | 0 | 0 | 0 | 0 | 0 | 0 | 0
2023-06-30 07:30 | 16 | 0 | 0 | 0 | 0 | 0 | 0 | 290 | 0 | 0 | 0 | 0 | 0 | 0 | 0
2023-06-30 08:00 | 17 | 0 | 0 | 0 | 0 | 0 | 0 | 290 | 0 | 0 | 0 | 0 | 0 | 0 | 0
2023-06-30 08:30 | 18 | 0 | 0 | 0 | 0 | 0 | 0 | 290 | 0 | 0 | 0 | 0 | 0 | 0 | 0
2023-06-30 09:00 | 19 | 0 | 0 | 0 | 0 | 0 | 0 | 290 | 0 | 0 | 0 | 0 | 0 | 0 | 0
2023-06-30 09:30 | 20 | 0 | 0 | 0 | 0 | 0 | 0 | 290 | 0 | 0 | 0 | 0 | 0 | 0 | 0
2023-06-30 10:00 | 21 | 0 | 0 | 0 | 0 | 0 | 0 | 190 | 0 | 0 | 0 | 0 | 0 | 0 | 0
2023-06-30 10:30 | 22 | 0 | 0 | 0 | 0 | 0 | 0 | 190 | 0 | 0 | 0 | 0 | 0 | 0 | 0
2023-06-30 11:00 | 23 | 0 | 0 | 0 | 0 | 0 | 0 | 190 | 0 | 0 | 0 | 0 | 0 | 0 | 0
2023-06-30 11:30 | 24 | 0 | 0 | 0 | 0 | 0 | 0 | 190 | 0 | 0 | 0 | 0 | 0 | 0 | 0
2023-06-30 12:00 | 1 | 0 | 0 | 0 | 0 | 0 | 0 | 190 | 0 | 0 | 0 | 0 | 0 | 0 | 0
2023-06-30 12:30 | 2 | 0 | 0 | 0 | 0 | 0 | 0 | 190 | 0 | 0 | 0 | 0 | 0 | 0 | 0
2023-06-30 13:00 | 3 | 0 | 0 | 0 | 0 | 0 | 0 | 190 | 0 | 0 | 0 | 0 | 0 | 0 | 0
2023-06-30 13:30 | 4 | 0 | 0 | 0 | 0 | 0 | 0 | 190 | 0 | 0 | 0 | 0 | 0 | 0 | 0
2023-06-30 14:00 | 5 | 0 | 0 | 0 | 0 | 0 | 0 | 190 | 0 | 0 | 0 | 0 | 0 | 0 | 0
2023-06-30 14:30 | 6 | 0 | 0 | 0 | 0 | 0 | 0 | 190 | 0 | 0 | 0 | 0 | 0 | 0 | 0
2023-06-30 15:00 | 7 | 0 | 0 | 0 | 0 | 0 | 0 | 190 | 0 | 0 | 0 | 0 | 0 | 0 | 0
2023-06-30 15:30 | 8 | 0 | 0 | 0 | 0 | 0 | 0 | 190 | 0 | 0 | 0 | 0 | 0 | 0 | 0
2023-06-30 16:00 | 9 | 0 | 0 | 0 | 0 | 0 | 0 | 190 | 0 | 0 | 0 | 0 | 0 | 0 | 0
2023-06-30 16:30 | 10 | 0 | 0 | 0 | 0 | 0 | 0 | 190 | 0 | 0 | 0 | 0 | 0 | 0 | 0
2023-06-30 17:00 | 11 | 0 | 0 | 0 | 0 | 0 | 0 | 190 | 0 | 0 | 0 | 0 | 0 | 0 | 0
2023-06-30 17:30 | 12 | 0 | 0 | 0 | 0 | 0 | 0 | 290 | 0 | 0 | 0 | 0 | 0 | 0 | 0
2023-06-30 18:00 | 13 | 0 | 0 | 0 | 0 | 0 | 0 | 290 | 0 | 0 | 0 | 0 | 0 | 0 | 0
2023-06-30 18:30 | 14 | 0 | 0 | 0 | 0 | 0 | 0 | 290 | 0 | 0 | 0 | 0 | 0 | 0 | 0
2023-06-30 19:00 | 15 | 0 | 0 | 0 | 0 | 0 | 0 | 290 | 0 | 0 | 0 | 0 | 0 | 0 | 0
2023-06-30 19:30 | 16 | 0 | 0 | 0 | 0 | 0 | 0 | 290 | 0 | 0 | 0 | 0 | 0 | 0 | 0
2023-06-30 20:00 | 17 | 0 | 0 | 0 | 0 | 0 | 0 | 290 | 0 | 0 | 0 | 0 | 0 | 0 | 0
2023-06-30 20:30 | 18 | 0 | 0 | 0 | 0 | 0 | 0 | 290 | 0 | 0 | 0 | 0 | 0 | 0 | 0
2023-06-30 21:00 | 19 | 0 | 0 | 0 | 0 | 0 | 0 | 290 | 0 | 0 | 0 | 0 | 0 | 0 | 0
2023-06-30 21:30 | 20 | 0 | 0 | 0 | 0 | 0 | 0 | 290 | 0 | 0 | 0 | 0 | 0 | 0 | 0
2023-06-30 22:00 | 21 | 0 | 0 | 0 | 0 | 0 | 0 | 190 | 0 | 0 | 0 | 0 | 0 | 0 | 0
2023-06-30 22:30 | 22 | 0 | 0 | 0 | 0 | 0 | 0 | 190 | 0 | 0 | 0 | 0 | 0 | 0 | 0
2023-06-30 23:00 | 23 | 0 | 0 | 0 | 0 | 0 | 0 | 190 | 0 | 0 | 0 | 0 | 0 | 0 | 0
2023-06-30 23:30 | 24 | 0 | 0 | 0 | 0 | 0 | 0 | 190 | 0 | 0 | 0 | 0 | 0 | 0 | 0
2023-07-01 | 1 | 0 | 0 | 0 | 0 | 0 | 0 | 190 | 0 | 0 | 0 | 0 | 0 | 0 | 0
2023-07-01 00:30 | 2 | 0 | 0 | 0 | 0 | 0 | 0 | 190 | 0 | 0 | 0 | 0 | 0 | 0 | 0
2023-07-01 01:00 | 3 | 0 | 0 | 0 | 0 | 0 | 0 | 190 | 0 | 0 | 0 | 0 | 0 | 0 | 0
2023-07-01 01:30 | 4 | 0 | 0 | 0 | 0 | 0 | 0 | 190 | 0 | 0 | 0 | 0 | 0 | 0 | 0
2023-07-01 02:00 | 5 | 0 | 0 | 0 | 0 | 0 | 0 | 190 | 0 | 0 | 0 | 0 | 0 | 0 | 0
2023-07-01 02:30 | 6 | 0 | 0 | 0 | 0 | 0 | 0 | 190 | 0 | 0 | 0 | 0 | 0 | 0 | 0
2023-07-01 03:00 | 7 | 0 | 0 | 0 | 0 | 0 | 0 | 190 | 0 | 0 | 0 | 0 | 0 | 0 | 0
2023-07-01 03:30 | 8 | 0 | 0 | 0 | 0 | 0 | 0 | 190 | 0 | 0 | 0 | 0 | 0 | 0 | 0
2023-07-01 04:00 | 9 | 0 | 0 | 0 | 0 | 0 | 0 | 190 | 0 | 0 | 0 | 0 | 0 | 0 | 0
2023-07-01 04:30 | 10 | 0 | 0 | 0 | 0 | 0 | 0 | 190 | 0 | 0 | 0 | 0 | 0 | 0 | 0
2023-07-01 05:00 | 11 | 0 | 0 | 0 | 0 | 0 | 0 | 190 | 0 | 0 | 0 | 0 | 0 | 0 | 0
2023-07-01 05:30 | 12 | 0 | 0 | 0 | 0 | 0 | 0 | 290 | 0 | 0 | 0 | 0 | 0 | 0 | 0
2023-07-01 06:00 | 13 | 0 | 0 | 0 | 0 | 0 | 0 | 290 | 0 | 0 | 0 | 0 | 0 | 0 | 0
2023-07-01 06:30 | 14 | 0 | 0 | 0 | 0 | 0 | 0 | 290 | 0 | 0 | 0 | 0 | 0 | 0 | 0
2023-07-01 07:00 | 15 | 0 | 0 | 0 | 0 | 0 | 0 | 290 | 0 | 0 | 0 | 0 | 0 | 0 | 0
2023-07-01 07:30 | 16 | 0 | 0 | 0 | 0 | 0 | 0 | 290 | 0 | 0 | 0 | 0 | 0 | 0 | 0
2023-07-01 08:00 | 17 | 0 | 0 | 0 | 0 | 0 | 0 | 290 | 0 | 0 | 0 | 0 | 0 | 0 | 0
2023-07-01 08:30 | 18 | 0 | 0 | 0 | 0 | 0 | 0 | 290 | 0 | 0 | 0 | 0 | 0 | 0 | 0
2023-07-01 09:00 | 19 | 0 | 0 | 0 | 0 | 0 | 0 | 290 | 0 | 0 | 0 | 0 | 0 | 0 | 0
2023-07-01 09:30 | 20 | 0 | 0 | 0 | 0 | 0 | 0 | 290 | 0 | 0 | 0 | 0 | 0 | 0 | 0
2023-07-01 10:00 | 21 | 0 | 0 | 0 | 0 | 0 | 0 | 190 | 0 | 0 | 0 | 0 | 0 | 0 | 0
2023-07-01 10:30 | 22 | 0 | 0 | 0 | 0 | 0 | 0 | 190 | 0 | 0 | 0 | 0 | 0 | 0 | 0
2023-07-01 11:00 | 23 | 0 | 0 | 0 | 0 | 0 | 0 | 190 | 0 | 0 | 0 | 0 | 0 | 0 | 0
2023-07-01 11:30 | 24 | 0 | 0 | 0 | 0 | 0 | 0 | 190 | 0 | 0 | 0 | 0 | 0 | 0 | 0
2023-07-01 12:00 | 1 | 0 | 0 | 0 | 0 | 0 | 0 | 190 | 0 | 0 | 0 | 0 | 0 | 0 | 0
2023-07-01 12:30 | 2 | 0 | 0 | 0 | 0 | 0 | 0 | 190 | 0 | 0 | 0 | 0 | 0 | 0 | 0
2023-07-01 13:00 | 3 | 0 | 0 | 0 | 0 | 0 | 0 | 190 | 0 | 0 | 0 | 0 | 0 | 0 | 0
2023-07-01 13:30 | 4 | 0 | 0 | 0 | 0 | 0 | 0 | 190 | 0 | 0 | 0 | 0 | 0 | 0 | 0
2023-07-01 14:00 | 5 | 0 | 0 | 0 | 0 | 0 | 0 | 190 | 0 | 0 | 0 | 0 | 0 | 0 | 0
2023-07-01 14:30 | 6 | 0 | 0 | 0 | 0 | 0 | 0 | 190 | 0 | 0 | 0 | 0 | 0 | 0 | 0
2023-07-01 15:00 | 7 | 0 | 0 | 0 | 0 | 0 | 0 | 190 | 0 | 0 | 0 | 0 | 0 | 0 | 0
2023-07-01 15:30 | 8 | 0 | 0 | 0 | 0 | 0 | 0 | 190 | 0 | 0 | 0 | 0 | 0 | 0 | 0
2023-07-01 16:00 | 9 | 0 | 0 | 0 | 0 | 0 | 0 | 190 | 0 | 0 | 0 | 0 | 0 | 0 | 0
2023-07-01 16:30 | 10 | 0 | 0 | 0 | 0 | 0 | 0 | 190 | 0 | 0 | 0 | 0 | 0 | 0 | 0
2023-07-01 17:00 | 11 | 0 | 0 | 0 | 0 | 0 | 0 | 190 | 0 | 0 | 0 | 0 | 0 | 0 | 0
2023-07-01 17:30 | 12 | 0 | 0 | 0 | 0 | 0 | 0 | 290 | 0 | 0 | 0 | 0 | 0 | 0 | 0
2023-07-01 18:00 | 13 | 0 | 0 | 0 | 0 | 0 | 0 | 290 | 0 | 0 | 0 | 0 | 0 | 0 | 0
2023-07-01 18:30 | 14 | 0 | 0 | 0 | 0 | 0 | 0 | 290 | 0 | 0 | 0 | 0 | 0 | 0 | 0
2023-07-01 19:00 | 15 | 0 | 0 | 0 | 0 | 0 | 0 | 290 | 0 | 0 | 0 | 0 | 0 | 0 | 0
2023-07-01 19:30 | 16 | 0 | 0 | 0 | 0 | 0 | 0 | 290 | 0 | 0 | 0 | 0 | 0 | 0 | 0
2023-07-01 20:00 | 17 | 0 | 0 | 0 | 0 | 0 | 0 | 290 | 0 | 0 | 0 | 0 | 0 | 0 | 0
2023-07-01 20:30 | 18 | 0 | 0 | 0 | 0 | 0 | 0 | 290 | 0 | 0 | 0 | 0 | 0 | 0 | 0
2023-07-01 21:00 | 19 | 0 | 0 | 0 | 0 | 0 | 0 | 290 | 0 | 0 | 0 | 0 | 0 | 0 | 0
2023-07-01 21:30 | 20 | 0 | 0 | 0 | 0 | 0 | 0 | 290 | 0 | 0 | 0 | 0 | 0 | 0 | 0
2023-07-01 22:00 | 21 | 0 | 0 | 0 | 0 | 0 | 0 | 190 | 0 | 0 | 0 | 0 | 0 | 0 | 0
2023-07-01 22:30 | 22 | 0 | 0 | 0 | 0 | 0 | 0 | 190 | 0 | 0 | 0 | 0 | 0 | 0 | 0
2023-07-01 23:00 | 23 | 0 | 0 | 0 | 0 | 0 | 0 | 190 | 0 | 0 | 0 | 0 | 0 | 0 | 0
2023-07-01 23:30 | 24 | 0 | 0 | 0 | 0 | 0 | 0 | 190 | 0 | 0 | 0 | 0 | 0 | 0 | 0
2023-07-02 | 1 | 0 | 0 | 0 | 0 | 0 | 0 | 190 | 0 | 0 | 0 | 0 | 0 | 0 | 0
2023-07-02 00:30 | 2 | 0 | 0 | 0 | 0 | 0 | 0 | 190 | 0 | 0 | 0 | 0 | 0 | 0 | 0
2023-07-02 01:00 | 3 | 0 | 0 | 0 | 0 | 0 | 0 | 190 | 0 | 0 | 0 | 0 | 0 | 0 | 0
2023-07-02 01:30 | 4 | 0 | 0 | 0 | 0 | 0 | 0 | 190 | 0 | 0 | 0 | 0 | 0 | 0 | 0
2023-07-02 02:00 | 5 | 0 | 0 | 0 | 0 | 0 | 0 | 190 | 0 | 0 | 0 | 0 | 0 | 0 | 0
2023-07-02 02:30 | 6 | 0 | 0 | 0 | 0 | 0 | 0 | 190 | 0 | 0 | 0 | 0 | 0 | 0 | 0
2023-07-02 03:00 | 7 | 0 | 0 | 0 | 0 | 0 | 0 | 190 | 0 | 0 | 0 | 0 | 0 | 0 | 0
2023-07-02 03:30 | 8 | 0 | 0 | 0 | 0 | 0 | 0 | 190 | 0 | 0 | 0 | 0 | 0 | 0 | 0
2023-07-02 04:00 | 9 | 0 | 0 | 0 | 0 | 0 | 0 | 190 | 0 | 0 | 0 | 0 | 0 | 0 | 0
2023-07-02 04:30 | 10 | 0 | 0 | 0 | 0 | 0 | 0 | 190 | 0 | 0 | 0 | 0 | 0 | 0 | 0
2023-07-02 05:00 | 11 | 0 | 0 | 0 | 0 | 0 | 0 | 190 | 0 | 0 | 0 | 0 | 0 | 0 | 0
2023-07-02 05:30 | 12 | 0 | 0 | 0 | 0 | 0 | 0 | 290 | 0 | 0 | 0 | 0 | 0 | 0 | 0
2023-07-02 06:00 | 13 | 0 | 0 | 0 | 0 | 0 | 0 | 290 | 0 | 0 | 0 | 0 | 0 | 0 | 0
2023-07-02 06:30 | 14 | 0 | 0 | 0 | 0 | 0 | 0 | 290 | 0 | 0 | 0 | 0 | 0 | 0 | 0
2023-07-02 07:00 | 15 | 0 | 0 | 0 | 0 | 0 | 0 | 290 | 0 | 0 | 0 | 0 | 0 | 0 | 0
2023-07-02 07:30 | 16 | 0 | 0 | 0 | 0 | 0 | 0 | 290 | 0 | 0 | 0 | 0 | 0 | 0 | 0
2023-07-02 08:00 | 17 | 0 | 0 | 0 | 0 | 0 | 0 | 290 | 0 | 0 | 0 | 0 | 0 | 0 | 0
2023-07-02 08:30 | 18 | 0 | 0 | 0 | 0 | 0 | 0 | 290 | 0 | 0 | 0 | 0 | 0 | 0 | 0
2023-07-02 09:00 | 19 | 0 | 0 | 0 | 0 | 0 | 0 | 290 | 0 | 0 | 0 | 0 | 0 | 0 | 0
2023-07-02 09:30 | 20 | 0 | 0 | 0 | 0 | 0 | 0 | 290 | 0 | 0 | 0 | 0 | 0 | 0 | 0
2023-07-02 10:00 | 21 | 0 | 0 | 0 | 0 | 0 | 0 | 190 | 0 | 0 | 0 | 0 | 0 | 0 | 0
2023-07-02 10:30 | 22 | 0 | 0 | 0 | 0 | 0 | 0 | 190 | 0 | 0 | 0 | 0 | 0 | 0 | 0
2023-07-02 11:00 | 23 | 0 | 0 | 0 | 0 | 0 | 0 | 190 | 0 | 0 | 0 | 0 | 0 | 0 | 0
2023-07-02 11:30 | 24 | 0 | 0 | 0 | 0 | 0 | 0 | 190 | 0 | 0 | 0 | 0 | 0 | 0 | 0